## lens size
Format (Inches) | Diagonal (mm) | Width (mm) | Height (mm)
1/4" | 4 | 3.2 | 2.4 | 0.25 | 6.35 | 4.2333 | 4.23
1/3.6" | 5 | 4 | 3 | 0.27778 | 7.0556 | 4.7037 | 4.7
1/3.2" | 5.68 | 4.54 | 3.42 | 0.3125 | 7.9375 | 5.2917 | 5.29
1/3" | 6 | 4.8 | 3.6 | 0.33333 | 8.4667 | 5.6444 | 5.64
1/2.7" | 6.72 | 5.37 | 4.04 | 0.37037 | 9.4074 | 6.2716 | 6.27
1/2.5" | 7.18 | 5.76 | 4.29 | 0.4 | 10.16 | 6.7733 | 6.77
1/2.3" | 7.7 | 6.16 | 4.62 | 0.43478 | 11.0435 | 7.3623 | 7.36
1/2" | 8 | 6.4 | 4.8 | 0.5 | 12.7 | 8.4667 | 8.47
1/1.8" | 9 | 7.18 | 5.32 | 0.55556 | 14.1111 | 9.4074 | 9.41
2/3" | 11 | 8.8 | 6.6 | 0.66667 | 16.9333 | 11.2889 | 11.29
1" | 16 | 13.2 | 8.8 | 1 | 25.4 | 16.9333 | 16.93
4/3" (MFT) | 21.6 | 17.3 | 13 | 1.3333 | 33.8667 | 22.5778 | 22.58
APS-C (Nikon) | ~28.2 | 23.6 | 15.6
APS-C (Canon) | ~27.0 | 22.2 | 14.8
Super 35 | ~31.1 | 24.89 | 18.66
Full Frame (35mm) | 43.3 | 36 | 24
Medium Format (44×33) | 55 | 44 | 33

## camera
Product Model | Category | Distributor Price(USD) | List Price | Data Interface | Resolution | Horizontal Resolution | Vertical Resolution | Mono/Color | Rate (kHz/fps) | Sensor Format(mm) | Pixel Size (μm) | Sensor | Sensor Type | Lens Mount | Maximum TDI Stages
PA2KGV-80KM | Line Scan Camera | 360 | 73090.0125 | GigE | 2K | 2048 | 1 | Mono | 80(60) | 14.33 | 7 | DR2K7 | Global CMOS | C Mount | 1
PN2KGV-60KM | Line Scan Camera | 290 | 58878.0656 | GigE | 2K | 2048 | 1 | Mono | 59.9 | 28.67 | 14 | P7044 | Global CMOS | M42 | 1
PN2KGV-140KM | Line Scan Camera | 310 | 62938.6219 | GigE | 2K | 2048 | 1 | Mono | 140(60) | 14.33 | 7 | P7028 | Global CMOS | C Mount | 1
PN2KGV-48KC | Line Scan Camera | 320 | 64968.9 | GigE | 2K | 2048 | 3 | Color | 47.8(20.1) | 14.33 | 7 | P7028 | Global CMOS | C Mount | 1
PN2KU30-180KM | Line Scan Camera | 390 | 79180.8469 | USB 3.0 | 2K | 2048 | 1 | Mono | 181.4 | 28.67 | 14 | P7044 | Global CMOS | M42 | 1
PN2KCL-400KM | Line Scan Camera | 380 | 77150.5687 | Camera Link | 2K | 2048 | 1 | Mono | 400 | 14.33 | 7 | P7028 | Global CMOS | C Mount | 1
PN2KCL-113KC | Line Scan Camera | 390 | 79180.8469 | Camera Link | 2K | 2048 | 3 | Color | 113.6 | 14.33 | 7 | P7028 | Global CMOS | C Mount | 1
PN2KCL-92KT4 | Line Scan Camera | 410 | 83241.4031 | Camera Link | 2K | 2048 | 4 | Mono | 92 | 14.33 | 7 | P7028 | Global CMOS | C Mount | 4
PA4KGV-80KM | Line Scan Camera | 410 | 83241.4031 | GigE | 4K | 4096 | 1 | Mono | 80(30) | 14.33 | 3.5 | DR4K3.5 | Global CMOS | C Mount | 1
PL4K2GV-68KT | Line Scan Camera | 380 | 77150.5687 | GigE | 4K | 4096 | 2 | Mono | 68(30) | 28.67 | 7 | GL0402 | Global CMOS | M42 | 2
PL4K2GV-30KC | Line Scan Camera | 410 | 83241.4031 | GigE | 4K | 4096 | 2 | Color | 30(10) | 28.67 | 7 | GL0402 | Global CMOS | M42 | 1
PL4K2CL-200KT | Line Scan Camera | 450 | 91362.5156 | Camera Link | 4K | 4096 | 2 | Mono | 200 | 28.67 | 7 | GL0402 | Global CMOS | M42 | 2
PL4KCL-68KC | Line Scan Camera | 480 | 97453.35 | Camera Link | 4K | 4096 | 2 | Color | 68 | 28.67 | 7 | GL0402 | Global CMOS | M42 | 1
PN4K2GV-10KC | Line Scan Camera | 410 | 83241.4031 | GigE | 4K | 4096 | 3 | Color | 10 | 28.67 | 7 | P7044 | Global CMOS | M42 | 1
PN4K2G5V-75KM | Line Scan Camera | 430 | 87301.9594 | 2.5 GigE | 4K | 4096 | 1 | Mono | 75 | 28.67 | 7 | P7044 | Global CMOS | M42 | 1
PN4K2G5V-25KC | Line Scan Camera | 450 | 91362.5156 | 2.5 GigE | 4K | 4096 | 3 | Color | 25 | 28.67 | 7 | P7044 | Global CMOS | M42 | 1
PN4KCL-180KM | Line Scan Camera | 480 | 97453.35 | Camera Link | 4K | 4096 | 1 | Mono | 178.6 | 28.67 | 7 | P7044 | Global CMOS | M42 | 1
PN4KCL-46KC | Line Scan Camera | 540 | 109635.0188 | Camera Link | 4K | 4096 | 3 | Color | 46 | 28.67 | 7 | P7044 | Global CMOS | M42 | 1
PH4KCL-200KT | Line Scan Camera | 2100 | 426358.4062 | Camera Link | 4K | 4096 | 256 | Mono | 200 | 20.48 | 5 | Venus-4K | BI CCD | M42 | 256
PH4KCXP-250KT256 | Line Scan Camera | 2050 | 416207.0156 | CXP6 | 4K | 4096 | 256 | Mono | 250 | 20.48 | 5 | Venus-4K | BI CCD | M42 | 256
PA8KGV-45KM | Line Scan Camera | 750 | 152270.8594 | GigE | 8K | 8192 | 1 | Mono | 45(15) | 57.34 | 7 | DR8K7 | Global CMOS | M72 | 1
PA8KCL-80KM | Line Scan Camera | 800 | 162422.25 | Camera Link | 8K | 8192 | 1 | Mono | 80 | 57.34 | 7 | DR8K7 | Global CMOS | M72 | 1
PA8KXGV-80KM | Line Scan Camera | 860 | 174603.9187 | 10 GigE | 8K | 8192 | 1 | Mono | 80 | 57.34 | 7 | DR8K7 | Global CMOS | M72 | 1
PN8KCL-100KM | Line Scan Camera | 840 | 170543.3625 | Camera Link | 8K | 8192 | 1 | Mono | 100 | 57.34 | 7 | P7088 | Global CMOS | M72 | 1
PN8KCL-80KT | Line Scan Camera | 860 | 174603.9187 | Camera Link | 8K | 8192 | 2 | Mono | 79.4 | 57.34 | 7 | P7088 | Global CMOS | M72 | 2
PN8KCL-50KT4 | Line Scan Camera | 870 | 176634.1969 | Camera Link | 8K | 8192 | 4 | Mono | 50 | 57.34 | 7 | P7088 | Global CMOS | M72 | 4
PN8KCL-33KC | Line Scan Camera | 890 | 180694.7531 | Camera Link | 8K | 8192 | 3 | Color | 33.3 | 57.34 | 7 | P7088 | Global CMOS | M72 | 1
PN8KCL-33KC2 | Line Scan Camera | 960 | 194906.7 | Camera Link | 8K | 8192 | 6 | Color | 33.3 | 57.34 | 7 | P7088 | Global CMOS | M72 | 2
PN8KXGV-150KM | Line Scan Camera | 870 | 176634.1969 | 10 GigE | 8K | 8192 | 1 | Mono | 149.8 | 57.34 | 7 | P7088 | Global CMOS | M72 | 1
PN8KXGV-80KT | Line Scan Camera | 910 | 184755.3094 | 10 GigE | 8K | 8192 | 2 | Mono | 80 | 57.34 | 7 | P7088 | Global CMOS | M72 | 2
PN8KXGV-50KC | Line Scan Camera | 980 | 198967.2563 | 10 GigE | 8K | 8192 | 3 | Color | 49.9 | 57.34 | 7 | P7088 | Global CMOS | M72 | 1
PN8KXGV-50KT4 | Line Scan Camera | 980 | 198967.2563 | 10 GigE | 8K | 8192 | 4 | Mono | 50 | 57.34 | 7 | P7088 | Global CMOS | M72 | 4
PN8KCXP10-220KM | Line Scan Camera | 1190 | 241603.0969 | CXP10 | 8K | 8192 | 1 | Mono | 222.2 | 57.34 | 7 | P7088 | Global CMOS | M72 | 1
PN8KCXP10-80KT | Line Scan Camera | 1210 | 245663.6531 | CXP10 | 8K | 8192 | 2 | Mono | 79.4 | 57.34 | 7 | P7088 | Global CMOS | M72 | 2
PN8KCXP10-50KT4 | Line Scan Camera | 1250 | 253784.7656 | CXP10 | 8K | 8192 | 4 | Mono | 50 | 57.34 | 7 | P7088 | Global CMOS | M72 | 4
PN8KCXP10-62KC | Line Scan Camera | 1210 | 245663.6531 | CXP10 | 8K | 8192 | 3 | Color | 62.1 | 57.34 | 7 | P7088 | Global CMOS | M72 | 1
PN8KCXP10-37KC2 | Line Scan Camera | 1250 | 253784.7656 | CXP10 | 8K | 8192 | 6 | Color | 37.6 | 57.34 | 7 | P7088 | Global CMOS | M72 | 2
PL8KCL-100KT | Line Scan Camera | 1210 | 245663.6531 | Camera Link | 8K | 8320 | 8 | Mono | 100 | 41.6 | 5 | GL0816 | Global CMOS | M72/F Mount | 8
PL8KCL-33KC | Line Scan Camera | 1550 | 314693.1094 | Camera Link | 8K | 8320 | 12 | Color | 33 | 41.6 | 5 | GL0816 | Global CMOS | M72/F Mount | 4
PL8KCL-30KC | Line Scan Camera | 1720 | 349207.8375 | Camera Link | 8K | 8320 | 12 | Color | 43 | 41.6 | 5 | GL0816 | Global CMOS | M72/F Mount | 4
PL8KCL-30KF | Line Scan Camera | 1870 | 379662.0094 | Camera Link | 8K | 8320 | 16 | Color | 43 | 41.6 | 5 | GL0816 | Global CMOS | M72/F Mount | 4
PL8KCL-50KX | Line Scan Camera | 2100 | 426358.4062 | Camera Link | 8K | 8320 | 16 | Mono | 50 | 41.6 | 5 | GL0816 | Global CMOS | M72/F Mount | 4
PL8KCXP-43KC | Line Scan Camera | 2050 | 416207.0156 | CXP6 | 8K | 8320 | 12 | Color | 43 | 41.6 | 5 | GL0816 | Global CMOS | M72/F Mount | 4
PH8KCXP-250KT | Line Scan Camera | 3500 | 710597.3438 | CXP6 | 8K | 8192 | 256 | Mono | 250 | 40.96 | 5 | Venus-8K | BI CCD | M72 | 256
TPH8KCXP-250KT | Line Scan Camera | 3800 | 771505.6875 | CXP6 | 8K | 8192 | 256 | Mono | 250 | 40.96 | 5 | Venus-8K | BI CCD | M72 | 256
PH9KCXP12-530KT256 | Line Scan Camera | 5500 | 1116652.9688 | CXP12 | 9K | 9072 | 256 | Mono | 530 | 45.36 | 5 |  | BI CCD | M72 | 256
TPH9KCXP12-530KT256 | Line Scan Camera | 5600 | 1136955.75 | CXP12 | 9K | 9072 | 256 | Mono | 530 | 45.36 | 5 |  | BI CCD | M72 | 256
PA15KCL-18KC | Line Scan Camera | 2500 | 507569.5312 | Camera Link | 15K | 15424 | 3 | Color | 18 | 86.38 | 5.6 | 4LS15K | Global CMOS | M95*1 | 1
PA15KCL-45KT | Line Scan Camera | 3560 | 722779.0125 | Camera Link | 15K | 15424 | 4 | Mono | 45 | 86.38 | 5.6 | 4LS15K | Global CMOS | M95*1 | 4
PA16KCL-40KM | Line Scan Camera | 1250 | 253784.7656 | Camera Link | 16K | 16384 | 1 | Mono | 51 | 57.34 | 3.5 | DR16K3.5 | Global CMOS | M72 | 1
PA16KXGV-75KM | Line Scan Camera | 1340 | 272057.2687 | 10 GigE | 16K | 16384 | 1 | Mono | 74.8 | 57.34 | 3.5 | DR16K3.5 | Global CMOS | M72 | 1
PA16KCXP-80KM | Line Scan Camera | 1600 | 324844.5 | CXP6 | 16K | 16384 | 1 | Mono | 80 | 57.34 | 3.5 | DR16K3.5 | Global CMOS | M72 | 1
PN16KCL-51KM | Line Scan Camera | 1340 | 272057.2687 | Camera Link | 16K | 16384 | 1 | Mono | 51 | 57.34 | 3.5 | P7088 | Global CMOS | M72 | 1
PN16KCL-50KT | Line Scan Camera | 1370 | 278148.1031 | Camera Link | 16K | 16384 | 2 | Mono | 50 | 57.34 | 3.5 | P7088 | Global CMOS | M72 | 2
PN16KXGV-75KM | Line Scan Camera | 1390 | 282208.6594 | 10 GigE | 16K | 16384 | 1 | Mono | 74.9 | 57.34 | 3.5 | P7088 | Global CMOS | M72 | 1
PN16KXGV2-120KM | Line Scan Camera | 1460 | 296420.6063 | 10 GigE | 16K | 16384 | 1 | Mono | 119.4 | 57.34 | 3.5 | P7088 | Global CMOS | M72 | 1
PN16KXGV-48KT | Line Scan Camera | 1430 | 290329.7719 | 10 GigE | 16K | 16384 | 2 | Mono | 48 | 57.34 | 3.5 | P7088 | Global CMOS | M72 | 2
PN16KCXP10-79KM | Line Scan Camera | 1640 | 332965.6125 | CXP10 | 16K | 16384 | 1 | Mono | 79.2 | 57.34 | 3.5 | P7088 | Global CMOS | M72 | 1
PN16KCXP10-50KT | Line Scan Camera | 1670 | 339056.4469 | CXP10 | 16K | 16384 | 2 | Mono | 50 | 57.34 | 3.5 | P7088 | Global CMOS | M72 | 2
PR16KCL-51KT | Line Scan Camera | 2450 | 497418.1406 | Camera Link | 16K | 16384 | 2 | Mono | 51 | 81.92 | 5 | P5016 | Global CMOS | M90*1 | 2
PR16KCL-51KT4 | Line Scan Camera | 2860 | 580659.5437 | Camera Link | 16K | 16384 | 4 | Mono | 51 | 81.92 | 5 | P5016 | Global CMOS | M90*1 | 4
PR16KCL-17KC | Line Scan Camera | 2700 | 548175.0938 | Camera Link | 16K | 16384 | 3 | Color | 17 | 81.92 | 5 | P5016 | Global CMOS | M90*1 | 1
PR16KCL-17KC2 | Line Scan Camera | 2750 | 558326.4844 | Camera Link | 16K | 16384 | 6 | Color | 17 | 81.92 | 5 | P5016 | Global CMOS | M90*1 | 2
PR16KCXP-40KC | Line Scan Camera | 2500 | 507569.5312 | CXP6 | 16K | 16384 | 6 | Color | 39.8 | 81.92 | 5 | P5016 | Global CMOS | M90*1 | 2
PR16KCXP-25KC2 | Line Scan Camera | 2700 | 548175.0938 | CXP6 | 16K | 16384 | 6 | Color | 24.9 | 81.92 | 5 | P5016 | Global CMOS | M90*1 | 2
PR16KCXP10-200KM | Line Scan Camera | 2550 | 517720.9219 | CXP10 | 16K | 16384 | 1 | Mono | 200 | 81.92 | 5 | P5016 | Global CMOS | M90*1 | 1
PR16KCXP10-80KT | Line Scan Camera | 2600 | 527872.3125 | CXP10 | 16K | 16384 | 2 | Mono | 89.7 | 81.92 | 5 | P5016 | Global CMOS | M90*1 | 2
PR16KCXP10-50KT4 | Line Scan Camera | 2850 | 578629.2656 | CXP10 | 16K | 16384 | 4 | Mono | 55.2 | 81.92 | 5 | P5016 | Global CMOS | M90*1 | 4
PR16KCXP10-70KC | Line Scan Camera | 3020 | 613143.9938 | CXP10 | 16K | 16384 | 3 | Color | 68.4 | 81.92 | 5 | P5016 | Global CMOS | M90*1 | 1
PR16KCXP10-40KC | Line Scan Camera | 2950 | 598932.0469 | CXP10 | 16K | 16384 | 6 | Color | 39.8 | 81.92 | 5 | P5016 | Global CMOS | M90*1 | 2
PH16KCXP10-200KT | Line Scan Camera | 5600 | 1136955.75 | CXP10 | 16K | 16384 | 256 | Mono | 200 | 81.92 | 5 | Venus-16K | BI CCD | M95*1 | 256
TPH16KCXP10-200KT | Line Scan Camera | 5700 | 1157258.5312 | CXP10 | 16K | 16384 | 256 | Mono | 200 | 81.92 | 5 | Venus-16K | BI CCD | M95*1 | 256
PH16KCXP12-250KT | Line Scan Camera | 5700 | 1157258.5312 | CXP12 | 16K | 16384 | 256 | Mono | 250 | 81.92 | 5 | Venus-16K | BI CCD | M95*1 | 256
TPH16KCXP12-250KT | Line Scan Camera | 6050 | 1228318.2656 | CXP12 | 16K | 16384 | 256 | Mono | 250 | 81.92 | 5 | Venus-16K | BI CCD | M95*1 | 256
PL512GV-20KIR | IR Line Scan Camera | 1960 | 397934.5125 | GigE | 0.5K | 512 | 2 | Mono | 20 | 12.8 | 25 | GD6873 | InGaAs | C Mount | 2
PN2KU30-180KN | NIR Line Scan Camera | 430 | 87301.9594 | USB 3.0 | 2K | 2048 | 1 | Mono | 181.4 | 28.67 | 14 | P7044 | Global CMOS | M42 | 1
PN4K2GV-30KN4 | NIR Line Scan Camera | 390 | 79180.8469 | GigE | 4K | 4096 | 4 | Mono | 30 | 28.67 | 7 | P7044 | Global CMOS | M42 | 4
PN4KCL-30KN4 | NIR Line Scan Camera | 450 | 91362.5156 | Camera Link | 4K | 4096 | 4 | Mono | 30 | 28.67 | 7 | P7044 | Global CMOS | M42 | 4
PH4KCXP-250KN256 | NIR Line Scan Camera | 5720 | 1161319.0875 | CXP6 | 4K | 4096 | 256 | Mono | 250 | 20.48 | 5 | Venus-4KUE | BI CCD | M42 | 256
PH4KCL-200KU | UV Line Scan Camera | 6500 | 1319680.7812 | Camera Link | 4K | 4096 | 256 | Mono | 200 | 20.48 | 5 | Venus-4KUE | BI CCD | M42 | 256
PH9KCXP12-530KU256 | UV Line Scan Camera | 7000 | 1421194.6875 | CXP12 | 9K | 9072 | 256 | Mono | 530 | 45.36 | 5 |  | BI CCD | M72 | 256
TPH9KCXP12-530KU256 | UV Line Scan Camera | 8890 | 1804917.2531 | CXP12 | 9K | 9072 | 256 | Mono | 530 | 45.36 | 5 |  | BI CCD | M72 | 256
PH16KCXP12-250KU | UV Line Scan Camera | 9300 | 1888158.6562 | CXP12 | 16K | 16384 | 256 | Mono | 250 | 81.92 | 5 | Venus-16K | BI CCD | M95*1 | 256
TPL512GV-30KS2 | SWIR Line Scan Camera | 1720 | 349207.8375 | GigE | 0.5K | 512 | 2 | Mono | 29.4 | 12.8 | 25 | SWIR-512 | InGaAs | M42 | 2
TPL512CL-30KS2 | SWIR Line Scan Camera | 2120 | 430418.9625 | Camera Link | 0.5K | 512 | 2 | Mono | 29.4 | 12.8 | 25 | SWIR-512 | InGaAs | M42 | 2
TPL1KGV-30KS | SWIR Line Scan Camera | 2050 | 416207.0156 | GigE | 1K | 1024 | 1 | Mono | 29.4 | 12.8 | 12.5 | SWIR-1024 | InGaAs | M42 | 1
TPL1KCL-40KS | SWIR Line Scan Camera | 2420 | 491327.3062 | Camera Link | 1K | 1024 | 1 | Mono | 40 | 12.8 | 12.5 | SWIR-1024 | InGaAs | M42 | 1
TPL2KGV-40KS2 | SWIR Line Scan Camera | 3590 | 728869.8469 | GigE | 2K | 2048 | 1 | Mono | 40 | 12.8 | 12.5 | SWIR-2048 | InGaAs | M42 | 1
TPL2KCL-40KS2 | SWIR Line Scan Camera | 3750 | 761354.2969 | Camera Link | 2K | 2048 | 1 | Mono | 40 | 12.8 | 12.5 | SWIR-2048 | InGaAs | M42 | 1
UA1M5ABGV-107M | Area Scan Camera | 120 | 24363.3375 | GigE | 1.5MP | 1440 | 1080 | Mono | 107(76) | 6.21 | 3.45 | IMX273 | Global CMOS | C Mount | /
UA1M5ABGV-107C | Area Scan Camera | 140 | 28423.8937 | GigE | 1.5MP | 1440 | 1080 | Color | 107(76) | 6.21 | 3.45 | IMX273 | Global CMOS | C Mount | /
UA2M3AEGV-42M | Area Scan Camera | 210 | 42635.8406 | GigE | 2.3MP | 1920 | 1200 | Mono | 42 | 13.4 | 5.86 | IMX249 | Global CMOS | C Mount | /
UA2M3AEGV-42C | Area Scan Camera | 220 | 44666.1188 | GigE | 2.3MP | 1920 | 1200 | Color | 42 | 13.4 | 5.86 | IMX249 | Global CMOS | C Mount | /
UA2M3AFU30-164M | Area Scan Camera | 370 | 75120.2906 | USB 3.0 | 2.3MP | 1920 | 1200 | Mono | 164 | 13.4 | 5.86 | IMX174 | Global CMOS | C Mount | /
UA2M3AFU30-164C | Area Scan Camera | 380 | 77150.5687 | USB 3.0 | 2.3MP | 1920 | 1200 | Color | 164 | 13.4 | 5.86 | IMX174 | Global CMOS | C Mount | /
UA3M2AAGV-54M | Area Scan Camera | 230 | 46696.3969 | GigE | 3.2MP | 2048 | 1536 | Mono | 54(38) | 8.83 | 3.45 | IMX265 | Global CMOS | C Mount | /
UA3M2AAGV-54C | Area Scan Camera | 250 | 50756.9531 | GigE | 3.2MP | 2048 | 1536 | Color | 54(38) | 8.83 | 3.45 | IMX265 | Global CMOS | C Mount | /
UA3M2AAU30-117M | Area Scan Camera | 280 | 56847.7875 | USB 3.0 | 3.2MP | 2048 | 1536 | Mono | 117 | 8.83 | 3.45 | IMX265 | Global CMOS | C Mount | /
UA3M2AAU30-117C | Area Scan Camera | 290 | 58878.0656 | USB 3.0 | 3.2MP | 2048 | 1536 | Color | 117 | 8.83 | 3.45 | IMX265 | Global CMOS | C Mount | /
UA5MAAGV-36M | Area Scan Camera | 200 | 40605.5625 | GigE | 5MP | 2448 | 2048 | Mono | 36(24) | 11.01 | 3.45 | IMX264 | Global CMOS | C Mount | /
UA5MAAGV-36C | Area Scan Camera | 220 | 44666.1188 | GigE | 5MP | 2448 | 2048 | Color | 36(24) | 11.01 | 3.45 | IMX264 | Global CMOS | C Mount | /
UA5MAAU30-75M | Area Scan Camera | 260 | 52787.2312 | USB 3.0 | 5MP | 2448 | 2048 | Mono | 75 | 11.01 | 3.45 | IMX264 | Global CMOS | C Mount | /
UA5MAAU30-75C | Area Scan Camera | 280 | 56847.7875 | USB 3.0 | 5MP | 2448 | 2048 | Color | 75 | 11.01 | 3.45 | IMX264 | Global CMOS | C Mount | /
UA5MEAGV-50M | Area Scan Camera | 140 | 28423.8937 | GigE | 5MP | 2448 | 2048 | Mono | 50(24) | 10.85 | 3.4 | GMAX3405 | Global CMOS | C Mount | /
UA5MEAGV-50C | Area Scan Camera | 150 | 30454.1719 | GigE | 5MP | 2448 | 2048 | Color | 50(24) | 10.85 | 3.4 | GMAX3405 | Global CMOS | C Mount | /
UA5MEAU30-75M | Area Scan Camera | 170 | 34514.7281 | USB 3.0 | 5MP | 2448 | 2048 | Mono | 75 | 10.85 | 3.4 | GMAX3405 | Global CMOS | C Mount | /
UA5MEAU30-75C | Area Scan Camera | 190 | 38575.2844 | USB 3.0 | 5MP | 2448 | 2048 | Color | 75 | 10.85 | 3.4 | GMAX3405 | Global CMOS | C Mount | /
UB5MABCL-160M | Area Scan Camera | 670 | 136028.6344 | Camera Link | 5MP | 2448 | 2048 | Mono | 160.2 | 11.0114 | 3.45 | IMX250 | Global CMOS | C Mount | /
UB5MABCL-160C | Area Scan Camera | 680 | 138058.9125 | Camera Link | 5MP | 2448 | 2048 | Color | 160.2 | 11.0114 | 3.45 | IMX250 | Global CMOS | C Mount | /
UA5MAGCXP-111M | Area Scan Camera | 520 | 105574.4625 | CXP6 | 5MP | 2448 | 2048 | Mono | 111 | 8.74 | 2.74 | IMX547 | Global CMOS | C Mount | /
UA5MAGCXP-111C | Area Scan Camera | 530 | 107604.7406 | CXP6 | 5MP | 2448 | 2048 | Color | 111 | 8.74 | 2.74 | IMX547 | Global CMOS | C Mount | /
UA6M3ARGV-29M | Area Scan Camera | 100 | 20302.7812 | GigE | 6.3MP | 3072 | 2048 | Mono | 29(19) | 8.86 | 2.4 | IMX178 | Rolling CMOS | C Mount | /
UA6M3ARGV-29C | Area Scan Camera | 110 | 22333.0594 | GigE | 6.3MP | 3072 | 2048 | Color | 29(19) | 8.86 | 2.4 | IMX178 | Rolling CMOS | C Mount | /
UA6M3ARU30-60M | Area Scan Camera | 130 | 26393.6156 | USB 3.0 | 6.3MP | 3072 | 2048 | Mono | 60 | 8.861 | 2.4 | IMX178 | Rolling CMOS | C Mount | /
UA6M3ARU30-60C | Area Scan Camera | 140 | 28423.8937 | USB 3.0 | 6.3MP | 3072 | 2048 | Color | 60 | 8.86 | 2.4 | IMX178 | Rolling CMOS | C Mount | /
UB12MAAU30-30M | Area Scan Camera | 670 | 136028.6344 | USB 3.0 | 12MP | 4096 | 3000 | Mono | 30 | 17.52 | 3.45 | IMX304 | Global CMOS | C Mount | /
UB12MAAU30-30C | Area Scan Camera | 700 | 142119.4688 | USB 3.0 | 12MP | 4096 | 3000 | Color | 30 | 17.52 | 3.45 | IMX304 | Global CMOS | C Mount | /
UA12MARGV-15M | Area Scan Camera | 100 | 20302.7812 | GigE | 12MP | 4024 | 3032 | Mono | 15(10) | 9.32 | 1.85 | IMX226 | Rolling CMOS | C Mount | /
UA12MARGV-15C | Area Scan Camera | 110 | 22333.0594 | GigE | 12MP | 4024 | 3032 | Color | 15(10) | 9.32 | 1.85 | IMX226 | Rolling CMOS | C Mount | /
UA12MARU30-30M | Area Scan Camera | 140 | 28423.8937 | USB 3.0 | 12MP | 4024 | 3032 | Mono | 30 | 9.32 | 1.85 | IMX226 | Rolling CMOS | C Mount | /
UA12MARU30-30C | Area Scan Camera | 160 | 32484.45 | USB 3.0 | 12MP | 4024 | 3032 | Color | 30 | 9.3255 | 1.85 | IMX226 | Rolling CMOS | C Mount | /
UB12MABCL-66M | Area Scan Camera | 1470 | 298450.8844 | Camera Link | 12MP | 4096 | 3000 | Mono | 64 | 17.5161 | 3.45 | IMX253 | Global CMOS | C Mount | /
UB12MABCL-66C | Area Scan Camera | 1500 | 304541.7188 | Camera Link | 12MP | 4096 | 3000 | Color | 64 | 17.5161 | 3.45 | IMX253 | Global CMOS | C Mount | /
UA12M3AGGV-14M | Area Scan Camera | 470 | 95423.0719 | GigE | 12.3MP | 4096 | 3000 | Mono | 14 | 14 | 2.74 | IMX545 | Global CMOS | C Mount | /
UA12M3AGGV-14C | Area Scan Camera | 500 | 101513.9062 | GigE | 12.3MP | 4096 | 3000 | Color | 14(10) | 14 | 2.74 | IMX545 | Global CMOS | C Mount | /
UA12M3AGU30-31M | Area Scan Camera | 530 | 107604.7406 | USB 3.0 | 12.3MP | 4096 | 3000 | Mono | 31 | 14 | 2.74 | IMX545 | Global CMOS | C Mount | /
UA12M3AGU30-31C | Area Scan Camera | 570 | 115725.8531 | USB 3.0 | 12.3MP | 4096 | 3000 | Color | 31 | 14 | 2.74 | IMX545 | Global CMOS | C Mount | /
UB16MAGCL-45M | Area Scan Camera | 1840 | 373571.175 | Camera Link | 16MP | 5312 | 3032 | Mono | 45 | 16.7589 | 2.74 |  | Global CMOS | C Mount | /
UB16MAGCL-45C | Area Scan Camera | 1870 | 379662.0094 | Camera Link | 16MP | 5312 | 3032 | Color | 45 | 16.7589 | 2.74 |  | Global CMOS | C Mount | /
UA20MARGV-9M | Area Scan Camera | 200 | 40605.5625 | GigE | 20MP | 5496 | 3672 | Mono | 9(6) | 15.98 | 2.4 | IMX183 | Rolling CMOS | C Mount | /
UA20MARGV-9C | Area Scan Camera | 220 | 44666.1188 | GigE | 20MP | 5496 | 3672 | Color | 9(6) | 15.98 | 2.4 | IMX183 | Rolling CMOS | C Mount | /
UA20MARU30-19M | Area Scan Camera | 230 | 46696.3969 | USB 3.0 | 20MP | 5496 | 3672 | Mono | 19 | 15.86 | 2.4 | IMX183 | Rolling CMOS | C Mount | /
UA20MARU30-19C | Area Scan Camera | 250 | 50756.9531 | USB 3.0 | 20MP | 5496 | 3672 | Color | 19 | 15.8635 | 2.4 | IMX183 | Rolling CMOS | C Mount | /
UB20MAGCL-35M | Area Scan Camera | 2330 | 473054.8031 | Camera Link | 20MP | 4496 | 4496 | Mono | 34 | 17.4218 | 2.74 |  | Global CMOS | C Mount | /
UB20MAGCL-35C | Area Scan Camera | 2370 | 481175.9156 | Camera Link | 20MP | 4496 | 4496 | Color | 34 | 17.4218 | 2.74 |  | Global CMOS | C Mount | /
UB24MAGCL-30M | Area Scan Camera | 2670 | 542084.2594 | Camera Link | 24MP | 5312 | 4600 | Mono | 28 | 19.2537 | 2.74 |  | Global CMOS | C Mount | /
UB24MAGCL-30C | Area Scan Camera | 2700 | 548175.0938 | Camera Link | 24MP | 5312 | 4600 | Color | 28 | 19.2537 | 2.74 |  | Global CMOS | C Mount | /
TS0M3SGV-258S | SWIR Area Scan Camera | 5810 | 1179591.5906 | GigE | 0.3MP | 640 | 512 | Mono | 258 | 4.1 | 5 |  | Global CMOS | C Mount | /
TS1M3SGV-135S | SWIR Area Scan Camera | 10700 | 2172397.5938 | GigE | 1.3MP | 1280 | 1024 | Mono | 135 | 8.19 | 5 |  | InGaAs | C Mount | /
TS1M7SXGV-207M/C | Area Scan Camera | 1800 | 365450.0625 | 10 GigE | 1.7MP | 1600 | 1104 | Mono/Color | 207 | 17.55 | 9 | IMX425 | Global CMOS | C Mount | /
TS2MCL-340M/C | Area Scan Camera | 890 | 180694.7531 | Camera Link | 2MP | 2048 | 1088 | Mono/Color | 334.61 | 12.75 | 5.5 | CMV2000 | Global CMOS | C Mount | /
TS2M8SXGV-409M/C | Area Scan Camera | 1230 | 249724.2094 | 10 GigE | 2.8MP | 1936 | 1472 | Mono/Color | 409 | 10.94 | 4.5 | IMX421 | Global CMOS | C Mount | /
TS2M8SCL-268M/C | Area Scan Camera | 1680 | 341086.725 | Camera Link | 2.8MP | 1936 | 1472 | Mono/Color | 268 | 10.94 | 4.5 | IMX421 | Global CMOS | C Mount | /
TS4MCL-180M/C | Area Scan Camera | 1300 | 263936.1562 | Camera Link | 4MP | 2048 | 2048 | Mono/Color | 179.58 | 15.93 | 5.5 | CMV4000 | Global CMOS | C Mount | /
TS5MCL-156M | Area Scan Camera | 1150 | 233481.9844 | Camera Link | 5MP | 2560 | 2048 | Mono | 156 | 16.39 | 5 | L5MSDMLL | Global CMOS | C Mount | /
TS5M3CXP-105M/C | Area Scan Camera | 1610 | 326874.7781 | CXP6 | 5.3MP | 2592 | 2048 | Mono/Color | 105 | 15.86 | 4.8 | NOIP1SN5000A | Global CMOS | C Mount | /
TS7MSXGV-171M/C | Area Scan Camera | 1760 | 357328.95 | 10 GigE | 7MP | 3216 | 2208 | Mono/Color | 171 | 17.55 | 4.5 | IMX420 | Global CMOS | C Mount | /
TS8MSCXP10-194U | UV Area Scan Camera | 5810 | 1179591.5906 | CXP10 | 8MP | 2848 | 2848 | Mono | 193.66 | 11.04 | 2.74 | IMX487 | Global CMOS | M58 | /
TM8M3CXP-60CN | Prism Area Scan Camera | 2060 | 418237.2938 | CXP6 | 8.3MP | 3840 | 2160 | Mono | 60 | 8.86 | 2 |  | Rolling CMOS | C Mount
TS9MCXP12-260M/C | Area Scan Camera | 640 | 129937.8 | CXP12 | 9MP | 4192 | 2160 | Mono/Color | 261.56 | 11.79 | 2.5 | GMAX2509 | Global CMOS | C Mount | /
TS10MSFP-366M | Area Scan Camera | 3060 | 621265.1062 | SFP | 10MP | 4608 | 2176 | Mono | 366 | 11.79 | 4.5 | GSPRINT4510 | Global CMOS | M42/C Mount | /
TS12MS2GV-15M/C | Area Scan Camera | 660 | 133998.3562 | GigE | 12MP | 4096 | 3000 | Mono/Color | 15(10) | 17.52 | 3.45 | IMX304 | Global CMOS | C Mount | /
TS12MCL-65M/C | Area Scan Camera | 2140 | 434479.5187 | Camera Link | 12MP | 4096 | 3072 | Mono/Color | 65.28 | 28.16 | 5.5 | CMV12000 | Global CMOS | M42/F Mount | /
TS12MCXP-190M/C | Area Scan Camera | 2220 | 450721.7437 | CXP6 | 12MP | 4096 | 3072 | Mono/Color | 190.9 | 28.16 | 5.5 | CMV12000 | Global CMOS | M42/F Mount | /
TS12MCXP10-305M/C | Area Scan Camera | 2670 | 542084.2594 | CXP10 | 12MP | 4096 | 3072 | Mono/Color | 305.81 | 28.16 | 5.5 | CMV12000 | Global CMOS | M42 | /
TS21MCXP12-230M/C | Area Scan Camera | 2900 | 588780.6562 | CXP12 | 21MP | 5120 | 4096 | Mono/Color | 231.05 | 29.5 | 4.5 | GSPRINT4521 | Global CMOS | M58 | /
TS25MPGV-9M/C | Area Scan Camera | 810 | 164452.5281 | GigE | 25MP | 5120 | 5120 | Mono/Color | 9.19 | 18.1 | 2.5 | GMAX0505 | Global CMOS | C Mount | /
TS25MPXGV-42M/C | Area Scan Camera | 860 | 174603.9187 | 10 GigE | 25MP | 5120 | 5120 | Mono/Color | 41.79 | 18.1 | 2.5 | GMAX0505 | Global CMOS | C Mount | /
TS25MCXP-42M/C | Area Scan Camera | 950 | 192876.4219 | CXP6 | 25MP | 5120 | 5120 | Mono/Color | 41.79 | 18.1 | 2.5 | GMAX0505 | Global CMOS | C Mount/M29 | /
TS25MCXP10-146M/C | Area Scan Camera | 1840 | 373571.175 | CXP10 | 25MP | 5120 | 5120 | Mono/Color | 146.84 | 18.1 | 2.5 | GMAX0505 | Global CMOS | M42/M58/C | /
TS25MCXP12-150M/C | Area Scan Camera | 1990 | 404025.3469 | CXP12 | 25MP | 5120 | 5120 | Mono/Color | 150.1 | 18.1 | 2.5 | GMAX0505 | Global CMOS | M42/M58/F | /
TS25MGV-10M | Area Scan Camera | 3820 | 775566.2438 | GigE | 25MP | 5120 | 5120 | Mono | 10(4.72) | 32.58 | 4.5 | NOIP1SN025KA | Global CMOS | M58/F Mount | /
TS25MCXP-85M | Area Scan Camera | 3980 | 808050.6937 | CXP6 | 25MP | 5120 | 5120 | Mono | 85 | 32.58 | 4.5 | NOIP1SN025KA | Global CMOS | M58/F Mount | /
TTS26MCL-31M/C | Area Scan Camera | 2670 | 542084.2594 | Camera Link | 26MP | 6240 | 4168 | Mono/Color | 31 | 28.21 | 3.76 | IMX571 | Rolling CMOS | C Mount | /
TTS26MCXP-36M/C | Area Scan Camera | 2830 | 574568.7094 | CXP6 | 26MP | 6240 | 4168 | Mono/Color | 36.5 | 28.21 | 3.76 | IMX571 | Rolling CMOS | C Mount | /
TS31MSGV-6M/C | Area Scan Camera | 3900 | 791808.4688 | GigE | 31MP | 6464 | 4852 | Mono/Color | 6(4) | 27.88 | 3.45 | IMX342 | Global CMOS | M58/M42/F | /
TS31MSCXP-35M/C | Area Scan Camera | 3980 | 808050.6937 | CXP6 | 31MP | 6464 | 4852 | Mono/Color | 35.85 | 27.88 | 3.45 | IMX342 | Global CMOS | M42 | /
TTS46MGV-5M | Area Scan Camera | 2220 | 450721.7437 | GigE | 46MP | 8192 | 5556 | Mono | 5(2.5) | 22.91 | 2.315 | IMX492 | Rolling CMOS | F Mount/EF | /
TS50M2CL-15M | Area Scan Camera | 7950 | 1614071.1094 | Camera Link | 50MP | 7920 | 6004 | Mono | 15 | 45.72 | 4.6 | CMV50000 | Global CMOS | F Mount | /
TTS61M2CL-13M/C | Area Scan Camera | 4430 | 899413.2094 | Camera Link | 61MP | 9568 | 6380 | Mono/Color | 13.06 | 43.24 | 3.76 | IMX455 | Rolling CMOS | F Mount | /
TS65MPXGV-19M/C | Area Scan Camera | 3360 | 682173.45 | 10 GigE | 65MP | 9344 | 7000 | Mono/Color | 18.6 | 37.36 | 3.2 | GMAX3265 | Global CMOS | M58/F Mount | /
TS65MU30-5M/C | Area Scan Camera | 3980 | 808050.6937 | USB 3.0 | 65MP | 9344 | 7000 | Mono/Color | 5.32 | 37.36 | 3.2 | GMAX3265 | Global CMOS | M58/F Mount | /
TTS65MU30-5M/C | Area Scan Camera | 4590 | 931897.6594 | USB 3.0 | 65MP | 9344 | 7000 | Mono/Color | 5.32 | 37.36 | 3.2 | GMAX3265 | Global CMOS | M42/F Mount | /
TS65MCL-12M/C | Area Scan Camera | 3670 | 745112.0719 | Camera Link | 65MP | 9344 | 7000 | Mono/Color | 12.47 | 37.36 | 3.2 | GMAX3265 | Global CMOS | M58 | /
TS65MCXP-31M/C | Area Scan Camera | 3510 | 712627.6219 | CXP6 | 65MP | 9344 | 7000 | Mono/Color | 31.59 | 37.36 | 3.2 | GMAX3265 | Global CMOS | M58 | /
TTS65MCXP-31M/C | Area Scan Camera | 3820 | 775566.2438 | CXP6 | 65MP | 9344 | 7000 | Mono/Color | 31.59 | 37.36 | 3.2 | GMAX3265 | Global CMOS | M42/F Mount | /
TS65MCXP-71M/C | Area Scan Camera | 4740 | 962351.8312 | CXP12 | 65MP | 9344 | 7000 | Mono/Color | 71.04 | 37.36 | 3.2 | GMAX3265 | Global CMOS | M58/F Mount | /
TTS71MCL-4M | Area Scan Camera | 6570 | 1333892.7281 | Camera Link | 71MP | 10000 | 7096 | Mono | 4.2 | 38.01 | 3.1 | CHR71000 | Rolling CMOS | F Mount | /
TTS101M2CL-8M/C | Area Scan Camera | 840 | 170543.3625 | Camera Link | 101MP | 11656 | 8742 | Mono/Color | 7.86 | 54.78 | 3.76 | IMX461 | Rolling CMOS | M72 | /
TTS101M2CXP-8M/C | Area Scan Camera | 870 | 176634.1969 | CXP6 | 101MP | 11648 | 8742 | Mono/Color | 8.5 | 54.78 | 3.76 | IMX461 | Rolling CMOS | M72 | /
TTS103MCXP10-24M/C | Area Scan Camera | 7950 | 1614071.1094 | CXP10 | 103MP | 11248 | 9200 | Mono/Color | 24.85 | 46.5 | 3.2 | GMAX32103 | Global CMOS | M72 | /
TTS120MCL-7M/C | Area Scan Camera | 6420 | 1303438.5562 | Camera Link | 120MP | 13248 | 9176 | Mono/Color | 6.92 | 35.45 | 2.2 | 120MXS | Rolling CMOS | M72 | /
TTS127MSCXP10-22M/C | Area Scan Camera | 13750 | 2791632.4219 | CXP10 | 127MP | 13440 | 9536 | Mono/Color | 42.43 | 56.85 | 3.45 | IMX661 | Global CMOS | M72 | /
TTS151M2CL-5M/C | Area Scan Camera | 8400 | 1705433.625 | Camera Link | 151MP | 14192 | 10640 | Mono/Color | 5.28 | 66.69 | 3.76 | IMX411 | Rolling CMOS | M72 | /
TTS151M2CXP-6M/C | Area Scan Camera | 8710 | 1768372.2469 | CXP6 | 151MP | 14192 | 10640 | Mono/Color | 6.02 | 66.69 | 3.76 | IMX411 | Rolling CMOS | M72 | /
TTS245MSCXP12-12M/C | Area Scan Camera | 21390 | 4342764.9094 | CXP12 | 245MP | 19200 | 12800 | Mono/Color | 12.4 | 64.84 | 2.81 |  | Rolling CMOS | M72 | /
TTS246MNCXP10-5M/C | Area Scan Camera | 19860 | 4032132.3562 | CXP10 | 246MP | 19552 | 12588 | Mono/Color | 5.08 | 34.88 | 1.5 | LI8020 | Rolling CMOS | M58 | /
TTS604MCXP-6M/C | Area Scan Camera | 18340 | 3723530.0812 | CXP6 | 604MP | 42576 | 31920 | Mono/Color | 6.02 | 66.69 | 3.76 | IMX411 | Rolling CMOS | M72 | /
Vulcan-sCL PE4 Dbase | Frame Grabber | 400 | 81211.125 | Camera Link | /
Vulcan-sCL PE4 Full | Frame Grabber | 400 | 81211.125 | Camera Link | /
Vulcan-CXP6 | Frame Grabber | 910 | 184755.3094 | CXP6 | /
Vulcan-CXP6-8 | Frame Grabber | 1640 | 332965.6125 | CXP6 | /
Vulcan-CXP12 | Frame Grabber | 1280 | 259875.6 | CXP12 | /
Vulcan-CXP12-2 | Frame Grabber | 1310 | 265966.4344 | CXP12 | /
Vulcan-CXP12-8 | Frame Grabber | 3280 | 665931.225 | CXP12 | /
Vulcan-FXGV-S-2 | Frame Grabber | 370 | 75120.2906 | 10 GigE | /
Vulcan-FXGV2-S-2 | Frame Grabber | 310 | 62938.6219 | 10 GigE | /
Vulcan-EXGV-S-2 | Frame Grabber | 480 | 97453.35 | 10 GigE | /
Vulcan-EXGV2-S-2 | Frame Grabber | 400 | 81211.125 | 10 GigE | /
Vulcan-FXGV-S-4 | Frame Grabber | 480 | 97453.35 | 10 GigE | /
Vulcan-FXGV2-S-4 | Frame Grabber | 310 | 62938.6219 | 10 GigE | /
Vulcan-EXGV-S-4 | Frame Grabber | 660 | 133998.3562 | 10 GigE | /
Vulcan-EXGV2-S-4 | Frame Grabber | 550 | 111665.2969 | 10 GigE | /

## dollar
Dollar Rate | 95.5425
|  | #VALUE! | 94.5425

## FA Lens
1/1.8" 5MP Lens List
Model name | Focus length | USD | List Price | Sensor | F.NO | TV distortion | MOD | Filter thread | Infinity focus | Mount | 1/1.8" Angle | 1/2.5" Angle | 1/3" Angle | Size | Weight（g)
FA0401C | 4mm | 40 | 7165.6875 | 1/1.8" | 2.0-C | ﹤0.5% | 0.1m、0.037x | / | √ | C-Mount | 82.9°×66.5° | 70.7°×56.7° | 61.1°×47.5° | φ38.2×27.9 | 58.4
FA0601C | 6mm | 35 | 6269.9766 | 1/1.8" | 2.0-C | ﹤0.1% | 0.1m、0.058x | M25.5×P0.5 | √ | C-Mount | 59.6°×46° | 48.7°×36.5° | 41.9°×31.4° | φ26.8×23.5 | 32.1
FA0801C | 8mm | 35 | 6269.9766 | 1/1.8" | 2.0-C | ﹤0.1% | 0.1m、0.076x | M25.5×P0.5 | √ | C-Mount | 46.8°×36° | 38.2°×29.11° | 32.2°×24.5° | φ26.8×25 | 32.3
FA1201C | 12mm | 35 | 6269.9766 | 1/1.8" | 2.0-C | ﹤0.3% | 0.1m、0.113x | M25.5×P0.5 | √ | C-Mount | 33°×24.3° | 27.2°×20.7° | 22.9°×17.6° | φ26.8×19.9 | 28.7
FA1601C | 16mm | 35 | 6269.9766 | 1/1.8" | 2.0-C | ﹤0.1% | 0.1m、0.162x | M25.5×P0.5 | √ | C-Mount | 24.7°×18.2° | 20.6°×15.8° | 17.4°×13.5° | φ26.8×22.4 | 30.7
FA2501C | 25mm | 35 | 6269.9766 | 1/1.8" | 2.0-C | ﹤0.1% | 0.1m、0.296x | M25.5×P0.5 | × | C-Mount | 13.6°×11.3° | 13.4°×10.3° | 11.4°×8.8° | φ27×23.5 | 29.3
FA3501C | 35mm | 35 | 6269.9766 | 1/1.8" | 2.0-C | ﹤0.1% | 0.2m、0.193x | M25.5×P0.5 | √ | C-Mount | 11.8°×8.7° | 9.4°×7.1° | 7.9°×5.9° | φ28×33 | 45
FA5001C | 50mm | 35 | 6269.9766 | 1/1.8" | 2.8-22 | ﹤0.05% | 0.3m、0.196x | M28.5×P0.5 | √ | C-Mount | 8.2°×6.1° | 6.6°×4.9° | 5.5°×4.1° | φ30.6×44.9 | 64.4
FA7501C | 75mm | 40 | 7165.6875 | 1/1.8" | 2.8-22 | ﹤0.05% | 0.5m、0.178x | M30.5×P0.5 | √ | C-Mount | 5.4°×4.04° | 4.4°×3.3° | 3.66°×2.75° | φ35×71.9 | 110.2
1/1.7" 12MP Lens List
Model name | Focus length | USD | List Price | Sensor | F.NO | TV distortion | MOD | Filter thread | Infinity focus | Mount | 1/1.7" Angle | 1/2" Angle | 1/3" Angle | Size | Weight（g)
FA0613A | 6mm | 40 | 7165.6875 | 1/1.7" | 2.4-16 | ﹤1.23% | 0.1m、0.054x | / | √ | C-Mount | 64.06°×50.55° | 56.78°×44.15° | 43.97°×33.71° | φ29×40.03(min) | 60
FA0813A | 8mm | 40 | 7165.6875 | 1/1.7" | 2.4-16 | ﹤1.43% | 0.12m、0.061x | M27×P0.5 | √ | C-Mount | 49.65°×38.58° | 43.71°×33.48° | 33.45°×25.4° | φ29×39.93(min) | 51.9
FA1213A | 12mm | 35 | 6269.9766 | 1/1.7" | 2.4-16 | ﹤1.1% | 0.12m、0.085x | M27×P0.5 | √ | C-Mount | 35.1°×26.92° | 30.6°×23.2° | 23.2°×17.48° | φ29×39.24(min) | 56.6
FA1613A | 16mm | 35 | 6269.9766 | 1/1.7" | 2.4-16 | ﹤0.1% | 0.1m、0.147x | M27×P0.5 | √ | C-Mount | 25.43°×19.39° | 22.1°×16.66° | 16.66°×12.53° | φ31×37.36(min) | 60
FA2513A | 25mm | 35 | 6269.9766 | 1/1.7" | 2.4-16 | ﹤0.1% | 0.1m、0.288x | M27×P0.5 | √ | C-Mount | 16.8°×12.8° | 14.6°×11° | 11°×8.3° | φ28.2×34.3(min) | 52
FA3513A | 35mm | 35 | 6269.9766 | 1/1.7" | 2.4-16 | ﹤0.1% | 0.15m、0.267x | M27×P0.5 | × | C-Mount | 12.86°×9.78° | 11.3°×8.4° | 8.3°×6.3° | φ28.2×32.32(min) | 55
FA5013A | 50mm | 35 | 6269.9766 | 1/1.7" | 2.4-16 | ﹤0.1% | 0.3m、0.186x | M27×P0.5 | × | C-Mount | 8.5°×6.4° | 7.3°×5.5° | 5.5°×4.1° | φ28.2×43.87(min) | 64.9
FA7513A | 75mm | 55 | 9852.8203 | 1/1.7" | 2.8-16 | ﹤0.058% | 0.7m、0.1209x | M34×P0.5 | √ | C-Mount | 5.1°×3.9° | 4.4°×3.3° | 3.3°×2.5° | φ36.8×69.15(min) | 158.7
FA0613B | 6mm |  |  | 1/1.7" | 2.4-16 | ﹤1.23% | 0.1m、0.054x | M43×P0.75 | √ | C-Mount | 64.06°×50.55° | 56.78°×44.15° | 43.97°×33.71° | φ45.2×40.03(min)
FA0413B adds a filter thread model to FA0413A, and FA0613B adds a filter thread model to FA0613A
FA3513C and FA5013C are the infinity-focus models of FA3513A and FA5013A, respectively.
2/3" 5MP Lens List
Model name | Focus length | USD | List Price | Sensor | F.NO | TV distortion | MOD | Filter thread | Infinity focus | Mount | 2/3" Angle | 1/2" Angle | 1/3" Angle | Size | Weight（g)
FA0802D | 8mm | 42 | 7523.9719 | 2/3" | 1.4-16 | ﹤1% | 0.1m、0.075x | M37×P0.5 | √ | C-Mount | 56.3°×43.7° | 42.5°×32.4° | 30.7°×23.8° | φ39.3×40 | 110.1
FA1202D | 12mm | 35 | 6269.9766 | 2/3" | 1.4-16 | ﹤-0.8% | 0.15m、0.077x | M30.5×P0.5 | √ | C-Mount | 39°×30.3° | 29.48°×22.8° | 21.3°×16.5° | φ32.9×36.5 | 59.5
FA1602D | 16mm | 35 | 6269.9766 | 2/3" | 1.4-16 | ﹤0.1% | 0.1m、0.145x | M30.5×P0.5 | √ | C-Mount | 30.3°×23° | 22.3°×16.8° | 16.8°×12.6° | φ33.5×（31.1-34.2） | 64.1
FA2502D | 25mm | 35 | 6269.9766 | 2/3" | 1.4-16 | ﹤0.2% | 0.1m、0.253x | M30.5×P0.5 | √ | C-Mount | 20°×15° | 14.6°×11° | 11°×8.2° | φ33.5×36.87（max） | 63.6
FA3502D | 35mm | 35 | 6269.9766 | 2/3" | 1.4-16 | ﹤-0.8% | 0.15m、0.213x | M37×P0.5 | √ | C-Mount | 13.9°×10.4° | 10.1°×7.6° | 7.6°×5.7° | φ39.8×43.7 | 122.2
FA5002D | 50mm | 35 | 6269.9766 | 2/3" | 1.4-C | ﹤-0.8% | 0.3m、0.177x | M37×P0.5 | √ | C-Mount | 10.46°×7.86° | 7.6°×5.27° | 5.7°×4.3° | φ39.6×57 | 125.7
2/3" 10MP Lens List
Model name | Focus length | USD | List Price | Sensor | F.NO | TV distortion | MOD | Filter thread | Infinity focus | Mount | 2/3" Angle | 1/2" Angle | 1/3" Angle | Size | Weight（g)
FA0810A | 8mm | 45 | 8061.3984 | 2/3" | 2.8-16 | ﹤1% | 0.1m、0.074x | M30.5×P0.5 | √ | C-Mount | 57.6°×44° | 42.8°×32.7° | 32.7°×24.7° | φ32×36.57 | 59.7
FA1210A | 12mm | 45 | 8061.3984 | 2/3" | 2.8-16 | ﹤0.2% | 0.1m、0.109x | M27×P0.5 | √ | C-Mount | 39.8°×30.4° | 29.5°×22.3° | 22.3°×16.8° | φ29×（33.6-34.9） | 51.3
FA1610A | 16mm | 45 | 8061.3984 | 2/3" | 2.8-16 | ﹤0.1% | 0.1m、0.15x | M27×P0.5 | √ | C-Mount | 30.8°×23.1° | 22.6°×17° | 17.1°×12.8° | φ29×40.6 | 53.3
FA2510A | 25mm | 45 | 8061.3984 | 2/3" | 2.8-16 | ﹤0.1% | 0.1m、0.246x | M27×P0.5 | × | C-Mount | 20°×15.3° | 14.9°×11.4° | 11.4°×8.8° | φ29×33.8 | 44.1
FA3510A | 35mm | 45 | 8061.3984 | 2/3" | 2.8-16 | ﹤0.1% | 0.1m、0.347x | M27×P0.5 | × | C-Mount | 13.1°×9.9° | 9.5°×7.2° | 7.2°×5.5° | φ29×46.7 | 58.9
FA5010A | 50mm | 45 | 8061.3984 | 2/3" | 2.8-16 | ﹤-0.1% | 0.3m、0.188x | M27×P0.5 | √ | C-Mount | 10.4°×8.4° | 8.2°×7.2° | 6.2°×5.4° | φ29×56.1 | 78.4
FA7510A | 75mm | 58 | 10390.2469 | 2/3" | 2.8-22 | ﹤0.2% | 0.4m、0.2195x | M30.5×P0.5 | √ | C-Mount | 6.71°×5.04° | 4.88°×3.67° | 3.66°×2.75° | φ38×（59.6-74） | 140.2
1" 5MP Lens List
Model name | Focus length | USD | List Price | Sensor | F.NO | TV distortion | MOD | Filter thread | Infinity focus | Mount | 1" Angle | 2/3" Angle | 1/2" Angle | Size | Weight（g)
HC1205A | 12.5mm | 120 | 21497.0625 | 1" | 1.4-16 | ﹤1.8% | 0.1m、0.0106x | M46×P0.75 | √ | C-Mount | 54.5°×42° | 38.5°×29.1° | 28.8°×21.7° | φ50×57.6 | 235.2
HC1605A | 16mm | 120 | 21497.0625 | 1" | 1.4-16 | ﹤0.2% | 0.1m、0.146x | M46×P0.75 | √ | C-Mount | 42.4°×32.4° | 29.9°×22.7° | 21.2°×16.5° | φ50×58.2 | 215.5
HC2505A | 25mm | 120 | 21497.0625 | 1" | 1.4-16 | ﹤0.1% | 0.1m、0.27x | M40.5×P0.5 | √ | C-Mount | 28.7°×22.06° | 20.34°×15.78° | 15.34°×11.84° | φ44.8×47.74 | 150.9
HC3505A | 35mm | 120 | 21497.0625 | 1" | 1.4-16 | ﹤0.1% | 0.15m、0.244x | M46×P0.75 | × | C-Mount | 19.28°×14.32° | 13.14°×9.8° | 9.58°×7.16° | φ52×53 | 220.3
HC5005A | 50mm | 120 | 21497.0625 | 1" | 1.4-16 | ﹤0.1% | 0.3m、0.163x | M46×P0.75 | × | C-Mount | 13.86°×10.4° | 9.56°×7.16° | 6.96°×5.3° | φ52×55.3 | 232.2
HC7505A | 75mm | 120 | 21497.0625 | 1" | 1.8-16 | ﹤0.1% | 0.8m、0.115x | M55×P0.75 | √ | C-Mount | 9.8°×7.4° | 6.74°×5° | 4.9°×3.6° | φ60×90.6 | 477.1
1.1" 20MP Lens List
Model name | Focus length | USD | List Price | Sensor | F.NO | TV distortion | MOD | Filter thread | Infinity focus | Mount | 1.1" Angle | 1" Angle | 2/3" Angle | Size | Weight（g)
FA0615A | 6mm | 120 | 21497.0625 | 1.1" | 1.8-16 | ﹤2.5% | 0.1m、0.0498x | / | √ | C-Mount | 104.9°×86.2° | 95.4°×78.4° | 73.3°×57.5° | φ66×77.8（max） | 349.4
FA0815A | 8mm | 120 | 21497.0625 | 1.1" | 1.4-16 | ﹤5.5% | 0.1m、0.064x | M58×P0.75 | √ | C-Mount | 84.8°×68° | 77.1°×61.8° | 57.6°×44.9° | φ60×77.8 | 362.5
FA1216A | 12mm | 110 | 19705.6406 | 1.1" | 2.8-22 | ﹤1.5% | 0.1m、0.103x | / | √ | C-Mount | 57°×45° | 54.8°×42.3° | 38.9°×29.6° | φ48×71.33 | 246.5
FA1616A | 16mm | 110 | 19705.6406 | 1.1" | 2.8-22 | ﹤0.5% | 0.1m、0.148x | M35.5×P0.5 | √ | C-Mount | 46.3°×36° | 43.6°×33.4° | 30.8°×23.3° | φ38×78 | 192.9
FA2516A | 25mm | 110 | 19705.6406 | 1.1" | 2.8-22 | ﹤0.1% | 0.1m、0.221x | M35.5×P0.5 | √ | C-Mount | 30.4°×23° | 27.6°×20.9° | 19.2°×14.5° | φ37×（76.6-82） | 179.5
FA3516A | 35mm | 110 | 19705.6406 | 1.1" | 2.8-22 | ﹤0.02% | 0.2m、0.1805x | M35.5×P0.5 | √ | C-Mount | 22.6°×17° | 20.6°×15.45° | 14.3°×10.7° | φ38×47.6 | 106.6
FA5016A | 50mm | 110 | 19705.6406 | 1.1" | 2.8-22 | ﹤0.04% | 0.3m、0.179x | M35.5×P0.5 | √ | C-Mount | 15.9°×11.9° | 14.6°×10.9° | 10.1°×7.5° | φ38×53.88 | 123.2
FA1216D | 12mm |  |  | 1.1" | 2.8-22 | ﹤1.5% | 0.1m、0.103x | M62×P0.75 | √ | C-Mount | 57°×45° | 54.8°×42.3° | 38.9°×29.6° | φ65×73.8
FA1216D adds a filter thread model to FA1216A
4/3" 20MP Lens List
Model name | Focus length | USD | List Price | Sensor | F.NO | TV distortion | MOD | Filter thread | Infinity focus | Mount | 4/3" Angle | 1" Angle | 2/3" Angle | Size | Weight（g)
FA1220A | 12mm | 140 | 25079.9062 | 4/3" | 2.8-22 | ﹤2% | 0.1m、0.103x | / | √ | C-Mount | 71.2°×56.3° | 54.8°×42.3° | 38.9°×29.6° | φ48×71.33 | 244.5
FA1620A | 16mm | 140 | 25079.9062 | 4/3" | 2.8-22 | ﹤1% | 0.1m、0.148x | M35.5×P0.5 | √ | C-Mount | 57.6°×44.8° | 43.6°×33.4° | 30.8°×23.3° | φ38×78 | 191.7
FA2520A | 25mm | 140 | 25079.9062 | 4/3" | 2.8-22 | ﹤0.3% | 0.1m、0.221x | M35.5×P0.5 | √ | C-Mount | 37.5°×28.5° | 27.6°×20.9° | 19.2°×14.5° | φ37×（76.6-82） | 178.7
FA3520A | 35mm | 140 | 25079.9062 | 4/3" | 2.8-22 | ﹤0.04% | 0.2m、0.1805x | M35.5×P0.5 | √ | C-Mount | 27.9°×20.9° | 20.6°×15.45° | 14.3°×10.7° | φ38×47.6 | 106.5
FA5020A | 50mm | 140 | 25079.9062 | 4/3" | 2.8-22 | ﹤0.1% | 0.3m、0.179x | M35.5×P0.5 | √ | C-Mount | 19.8°×14.9° | 14.6°×10.9° | 10.1°×7.5° | φ38×53.9 | 122.5
1.1" 25MP Lens List
Model name | Focus length | USD | List Price | Sensor | F.NO | TV distortion | MOD | Filter thread | Infinity focus | Mount | 1.1" Angle | 1" Angle | 2/3" Angle | Size | Weight（g)
FA0825A | 8mm | 140 | 25079.9062 | 1.1" | 2.8-22 | ﹤3.2% | 0.1m、0.0696x | / | √ | C-Mount | 82.8°×65.8° | 70.35°×70.35° | 55.2°×47.5° | φ60.8×70.97 | 234.2
FA1225A | 12mm | 140 | 25079.9062 | 1.1" | 2.8-22 | ﹤0.3% | 0.1m、0.1055x | M46×P0.75 | √ | C-Mount | 60.66°×46.5° | 50°×50° | 38.6°×33° | φ47.5×73.73 | 226.6
FA1625A | 16mm | 140 | 25079.9062 | 1.1" | 2.8-16 | ﹤0.15% | 0.1m、0.132x | M43×P0.75 | √ | C-Mount | 45.8°×35.3° | 42.1°×32.2° | 29.7°×22.5° | φ45.6×68.2 | 176.5
FA2525A | 25mm | 140 | 25079.9062 | 1.1" | 2.8-22 | ﹤0.1% | 0.1m、0.24x | M30.5×P0.5 | √ | C-Mount | 31.6°×24.2° | 28.8°×22.1° | 20.4°×15.6° | φ37×(63.8-68.2） | 145.6
FA3525A | 35mm | 140 | 25079.9062 | 1.1" | 2.8-16 | ﹤0.15% | 0.15m、0.2313x | M43×P0.75 | √ | C-Mount | 21.5°×15.9° | 19.6°×14.7° | 13.5°×10.2° | φ44.4×50.61 | 142.1
FA5025A | 50mm | 140 | 25079.9062 | 1.1" | 2.8-16 | ﹤0.1% | 0.3m、0.185x | M40.5×P0.5 | √ | C-Mount | 16.1°×12.9° | 14.6°×11.7° | 11.6°×8.9° | φ46.4×59.3 | 178.5
FA0825B | 8mm |  |  | 1.1" | 2.8-22 | ﹤3.2% | 0.1m、0.0696x | M82×P0.75 | √ | C-Mount | 82.8°×65.8° | 70.35°×70.35° | 55.2°×47.5° | φ84×73.01
FA0825B adds a filter thread model to FA0825A
1.4" 45MP Lens List
Model name | Focus length | USD | List Price | Sensor | F.NO | TV distortion | MOD | Filter thread | Infinity focus | Mount | 1.4" Angle | Size | Weight（g)
FA1245A | 12mm | 400 | 71656.875 | 1.4" | 2.8-16 | ﹤-0.5% | 0.1m、0.105x | / | √ | C-Mount | 76.1°×55.7° | φ57×68.36 | 213.8
FA1645A | 16mm | 400 | 71656.875 | 1.4" | 2.8-16 | ﹤0.7% | 0.15m、0.0979x | M46×P0.75 | × | C-Mount | 61.4°×43.83° | φ49×67.83 | 174
FA2545A | 25mm | 400 | 71656.875 | 1.4" | 2.8-16 | ﹤0.05% | 0.15m、0.1571x | M43×P0.5 | × | C-Mount | 41.6°×28.9° | φ45.6×(73.1-78) | 217.8
FA3545A | 35mm | 400 | 71656.875 | 1.4" | 2.8-16 | ﹤-0.01% | 0.15m、0.2385x | M34×P0.5 | × | C-Mount | 30.4°×20.8° | φ38.2×62.71(min) | 149
FA5045A | 50mm | 400 | 71656.875 | 1.4" | 2.8-16 | ﹤-0.03% | 0.25m、0.2412x | M35.5×P0.5 | × | C-Mount | 21.5°×14.7° | φ39.2×(61.46-76.98) | 166.7
The interface of the FAxx45C series lenses is M58×P0.75, with a flange distance of 10.9mm.
FA1245B | 12mm |  |  | 1.4" | 2.8-16 | ﹤-0.5% | 0.1m、0.105x | M67×P0.75 | √ | C-Mount | 76.1°×55.7° | φ69.2×73.96 | 236.4
FA1245B adds a filter thread model to FA1245A
Macro Lens List
Model name | Focus length | USD | List Price | Sensor | F.NO | TV distortion | Magnification | Object/image conjugate distance | WD | Mount | Filter thread | Size | Weight（g)
ML1610C | 16mm | 110 | 19705.6406 | 1.1" | 2.8-16 | ﹤0.33% | -0.25x～-0.03x | 115.5-606.9 | 52-546 | C-Mount | M28.5×P0.5 | φ32×43.65 | 80.28
ML2510C | 25mm | 110 | 19705.6406 | 1.1" | 2.8-16 | ﹤0.07% | -0.4x～-0.1x | 126-314.1 | 65-260.4 | C-Mount | M27×P0.5 | φ32×(35.7-43.9） | 55.6
ML3510C | 35mm | 110 | 19705.6406 | 1.1" | 2.8-16 | ﹤0.05% | -0.7x～-0.25x | 145.3-220.6 | 59-150 | C-Mount | M27×P0.5 | φ32×(52.6-69.6） | 83.1
ML5010C | 50mm | 110 | 19705.6406 | 1.1" | 2.8-16 | ﹤0.05% | -0.8x～-0.5x | 195.6-220.1 | 95.4-132.4 | C-Mount | M27×P0.5 | φ32×(66.5-83） | 98.3
ML7510C | 75mm | 110 | 19705.6406 | 1.1" | 3.8-16 | ﹤0.05% | -0.38x～-0.18x | 357-557 | 257-471 | C-Mount | M27×P0.5 | φ32×(71.2-86.2） | 104
ML5010D1 | 50mm |  |  | 1.1" | 2.8-16 | ﹤0.05% | -0.7x～-0.4x | 195.6-220.1 | 115.4-162.5 | C-Mount | M27×P0.5 | φ32×(62.2-78.7）
ML5010D is a derivative model of ML5010A, with an adjusted magnification range of 0.4x to 0.7x.
Anti-vibration Lens List
Model name | Focus length | USD | List Price | Sensor | F.NO | TV distortion | WD Range | Filter thread | Infinity focus | Mount | 1/1.7" Angle | 1/2" Angle | 1/3" Angle | Size
FK0810A | 8mm | 130 | 31051.3125 | 1/2" | 3.5 | ≤0.5% | 0.1m、0.0745x | M30.5×P0.5 | ≥80% | C-Mount | / | 44.3°×30.3° | / | φ34×36.1
FK1613A | 16mm | 100 | 23885.625 | 1/1.7" | 2.1 | ﹤0.2% | 400-1000mm | M25.5×P0.5 | / | C-Mount | 25.8°×19.6° | 22.4°×16.8° | 16.8°×12.6° | φ27.7×38.89
FK2513A | 25mm | 100 | 23885.625 | 1/1.7" | 2.1 | ﹤0.1% | 400-1000mm | M25.5×P0.5 | / | C-Mount | 16.1°×12.2° | 14°×10.5° | 10.5°×7.9° | φ27.7×27.594
Model name | Focus length | USD | List Price | Sensor | F.NO | TV distortion | MOD | Filter thread | Relative illumination | Mount | 1.1" Angle | 1" Angle | 2/3" Angle | Size
FK0601A | 6mm | 110 | 26274.1875 | 2/3" | 2.8 | ≤4% | 0.05m、0.0957x | M45×P0.75 | ＞94% | C-Mount | 69.12°×59.92° | / | / | φ46×(50.1-52.3)
FK1202A3 | 12mm | 90 | 21497.0625 | 2/3" | 3.5 | -0.8% | 0.15m、0.077x | M30.5×P0.5 | / | C-Mount | 39°×30.3° | 29.48°×22.8° | / | φ34.8×39.17
FK1602 | 16mm | 80 | 19108.5 | 2/3" | 1.4/2.0/2.8/4/5.6/8/16 | ﹤0.1% | 0.1m、0.145x | M28.5×P0.5 | / | C-Mount | 30.3°×23° | 22.3°×16.8° | 16.8°×12.6° | φ33.2×32.43
FK2502 | 25mm | 80 | 19108.5 | 2/3" | 1.4/2.0/2.8/4/5.6/8/16 | ﹤0.2% | 0.1m、0.253x | M30.5×P0.5 | / | C-Mount | 20°×15° | 14.6°×11° | 11°×8.2° | φ32.8×30.77
FK3502 | 35mm | 80 | 19108.5 | 2/3" | 1.4/2.0/2.8/4/5.6/8/16 | ﹤-0.8% | 0.15m、0.213x | M35.5×P0.5 | / | C-Mount | 13.9°×10.4° | 10.1°×7.6° | 7.6°×5.7° | φ38.7×40.69
FK5002 | 50mm | 80 | 19108.5 | 2/3" | 1.4/2.0/2.8/4/5.6/8/16 | ﹤-0.8% | 0.3m、0.177x | M37×P0.5 | / | C-Mount | 10.46°×7.86° | 7.6°×5.27° | 5.7°×4.3° | φ40×47.5
The FK series lenses have a fixed aperture. Different suffixes correspond to different aperture sizes. For example, FK1602A has an aperture of F1.4, and so on: FK1602B/C/D/E/F/G have apertures of F2.0/F2.8/F4/F5.6/F8/F16 respectively.
Model name | Focus length | USD | List Price | Sensor | F.NO | TV distortion | MOD | Filter thread | Relative illumination | Mount | 1.1" Angle | 1" Angle | 2/3" Angle | Size
FK0815A | 8mm | 205 | 48965.5312 | 1.1" | 1.4/2.8/4/8 | ﹤5.5% | 0.1m、0.064x | M58×P0.75 | / | C-Mount | 84.8°×68° | 77.1°×61.8° | 57.6°×44.9° | φ60.8×77.9
FK1603A | 16mm | 205 | 48965.5312 | 1.1" | 4 | ≤0.1% | 50mm、0.293x | M24×P0.5 | 80% | C-Mount | 46.7°×35.9° | 42.9°×32.8° | / | φ31.2×（30-32）
FK2503A | 25mm | 205 | 48965.5312 | 1.1" | 4 | ≤0.1% | 200-700mm | M24×P0.5 | 80% | C-Mount | 30.8°×23.4° | 28.1°×21.3° | / | φ31.2×（27.8-31.7）
FK3503A | 35mm | 205 | 48965.5312 | 1.1" | 4 | ≤0.1% | 150-550mm | M24×P0.5 | 90% | C-Mount | 21.3°×16.1° | 19.4°×14.6° | / | φ31.2×（32.3-37.3）
FK7510A | 75mm | 130 | 31051.3125 | 1" | 3.5 | ≤0.2% | 600-700mm | M30.5×P0.5 | ≥80% | C-Mount | / | 9.3°×7° | / | φ34×63.6
ML7510K | 75mm |  |  | 1.1" | 5.6 | -0.05% | 240-400mm | M27×P0.5 | / | C-Mount | 7.48°×5.63° | / | 4.67°×3.5° | φ31×88.72
The aperture blades of FK0815A can be replaced by the customer themselves.
Autofocus lens List
Model name | Focus length | USD | List Price | Sensor | F.NO | TV distortion | MOD | Filter thread | Mount | voltage | Communication method | Speed range | Motion precision | Response time | Controller | 1.1" Angle | 1" Angle | 2/3" Angle | Size
FA0802M3 | 8mm | 300 | 71656.875 | 2/3" | 1.4-16 | ﹤1% | 0.1m、0.075x | M37×P0.5 | C-Mount | 24V | RS232/Pulse | 60-100RPM | ±0.001° | ﹤1ms | External controller | / | / | 56.3°×43.7° | φ56.75×40
FA1602M3 | 16mm | 260 | 62102.625 | 2/3" | 1.4-16 | ﹤0.1% | 0.1m、0.145x | M30.5×P0.5 | C-Mount | 24V | RS232/Pulse | 60-100RPM | ±0.001° | ﹤1ms | External controller | / | / | 30.3°×23° | φ59.5×33.9
FA2502M3 | 25mm | 260 | 62102.625 | 2/3" | 1.4-16 | ﹤0.2% | 0.1m、0.253x | M30.5×P0.5 | C-Mount | 24V | RS232/Pulse | 60-100RPM | ±0.001° | ﹤1ms | External controller | / | / | 20°×15° | φ59.5×36.89（max）
FA3502M3 | 35mm | 260 | 62102.625 | 2/3" | 1.4-16 | ﹤-0.8% | 0.15m、0.213x | M37×P0.5 | C-Mount | 24V | RS232/Pulse | 60-100RPM | ±0.001° | ﹤1ms | External controller | / | / | 13.9°×10.4° | φ59.5×43.7
FA5002M3 | 50mm | 260 | 62102.625 | 2/3" | 1.4-C | ﹤-0.8% | 0.3m、0.177x | M37×P0.5 | C-Mount | 24V | RS232/Pulse | 60-100RPM | ±0.001° | ﹤1ms | External controller | / | / | 10.46°×7.86° | φ61.75×57
FA1216M6 | 12mm |  |  | 1.1" | 2.8-22 | ﹤1.5% | 0.1m、0.103x | / | C-Mount | 24V | RS232/Pulse | 60-100RPM | ±0.001° | ﹤1ms | External controller | 57°×45° | 54.8°×42.3° | 38.9°×29.6° | φ74.3×71.3
FA1616M3 | 16mm | 400 | 95542.5 | 1.1" | 2.8-22 | ﹤0.5% | 0.1m、0.148x | M35.5×P0.5 | C-Mount | 24V | RS232/Pulse | 60-100RPM | ±0.001° | ﹤1ms | External controller | 46.3°×36° | 43.6°×33.4° | 30.8°×23.3° | φ60×78
FA2516M3 | 25mm | 400 | 95542.5 | 1.1" | 2.8-22 | ﹤0.1% | 0.1m、0.221x | M35.5×P0.5 | C-Mount | 24V | RS232/Pulse | 60-100RPM | ±0.001° | ﹤1ms | External controller | 30.4°×23° | 27.6°×20.9° | 19.2°×14.5° | φ60×78.03
FA3516M3 | 35mm | 400 | 95542.5 | 1.1" | 2.8-22 | ﹤0.02% | 0.2m、0.1805x | M35.5×P0.5 | C-Mount | 24V | RS232/Pulse | 60-100RPM | ±0.001° | ﹤1ms | External controller | 22.6°×17° | 20.6°×15.45° | 14.3°×10.7° | φ60×47.6
FA5016M4 | 50mm |  |  | 1.1" | 2.8-22 | ﹤0.04% | 0.3m、0.179x | M35.5×P0.5 | C-Mount | 24V | RS232/Pulse | 60-100RPM | ±0.001° | ﹤1ms | External controller | 15.9°×11.9° | 14.6°×10.9° | 10.1°×7.5° | φ60×53.9
Model name | Focus length | USD | List Price | Sensor | F.NO | TV distortion | Magnification | O/I | WD | Mount | Filter thread | voltage | Communication method | Speed range | Motion precision | Response time | Controller
ML5010M1 | 50mm | 400 | 95542.5 | 1.1" | 2.8-16 | ﹤0.5% | -0.8x～-0.273x | 195.6-289.3 | 86.4-206.4 | C-Mount | M27×P0.5 | 24V | RS232/Pulse | 60-100RPM | ±0.001° | ﹤1ms | External controller
Model name | Focus length |  |  | Sensor | F.NO | TV distortion | MOD | Filter thread | Mount | Motor | Driving voltage | Excitation mode | Drive mode | Step angle | Reduction ratio | 1.1" Angle | 1" Angle | 2/3" Angle | Size
FA1625M | 16mm | 400 | 95542.5 | 1.1" | 2.8-16 | ﹤0.15% | 0.1m、0.132x | M43×P0.75 | C-Mount | Stepper Motor | 5V | 2-2 phase | Dual constant voltage | 0.12°/step | 1：150 | 45.8°×35.3° | 42.1°×32.2° | 29.7°×22.5° | φ57.3×67.2
Laser Coaxial Lens List
Model name | Focus length | USD | List Price | Sensor | TV distortion | Mount | Filter thread | 1/1.7" Angle | Size
FA6001A | 60mm |  |  | 1/1.7" | ≤-0.61% | C-Mount | M40.5×P0.5 | 9.34°（D) | φ45×56

## Large format Lens
151MP Large format Lens List
Model name | Focus length | USD | List Price | Max image size | F.NO | TV distortion | FOV | Magnification range | Standard magnification | WD | Flange distance | Mount | Filter thread | Size |  | Weight (g)
MS5515A | 55mm | 2000 | 477712.5 | φ67 | 4.5-22 | ﹤0.05% | 29°（D) | 0.01x-0.5x | 0.2x | 280.6 | 19.55 | M72×P0.75 | / | φ80.2×（155.5-179.5） |  | 1600
MS9015A | 90mm | 2000 | 435000 | φ67 | 4.8-32 | ﹤0.1% | 37.6°（D) | 0.07x-0.42x | 0.2x | 505.7 | 19.55 | M72×P0.75 | M62×P0.75 | φ86.6×（131.9-161.3） |  | 1200
MS9015B | 90mm | 2000 | 435000 | φ67 | 4.8-32 | ﹤0.1% | 37.6°（D) | 0.02x-0.57x | 0.2x | 495.7 | 19.55 | M72×P0.75 | M62×P0.75 | φ86.6×（132.1-177.2）
MS5515D | 55mm |  |  | φ67 | 4.5-22 | ﹤0.05% | 29°（D) | 0.01x-0.5x | 0.2x | 280.6 | 19.55 | M72×P0.75 | M77×P0.75 | φ80.2×（161.5-185.5）
MS5515D adds a filter thread model to MS5515A.
MS5515B is without Chiopt logo; MS5515B1 lens interface: M72×P0.75, flange distance: 12（without Chiopt logo）; MS5515C lens features a focus ring locking mechanism with a screw clamping lock.
120MP Large format Lens List
Model name | Focus length | USD | List Price | Max image size | F.NO | TV distortion | FOV | Magnification range | Standard magnification | WD | Flange distance | Mount | Filter thread | Size |  | Weight (g)
MF5013A | 50mm | 1600 | 382170 | φ48 | 3.3-22 | ﹤0.02% | 47°（D) | 0.01x-0.5x | 0.1x | 517.8 | 46.5 | F-Mount | M58×P0.75 | φ74×（109.3-132.3） |  | 1150
250MP Large format Lens List
Model name | Focus length | USD | List Price | Max image size | F.NO | TV distortion | FOV | Magnification range | Standard magnification | WD | Flange distance | Mount | Filter thread | Size |  | Weight (g)
MS8025A | 80mm | 5500 | 1313709.375 | φ46 | 3.6-22 | ﹤0.2% | 26.8°（D) | 0.001x-0.391x | 0.172x | 488 | 68.8 | V-Mount（φ56） | M72×P0.75 | φ78×64.6
65MP High-Resolution Large format Lens List
Model name | Focus length | USD | List Price | Max image size | F.NO | TV distortion | FOV | Magnification range | Standard magnification | WD | O/I | Flange distance | Mount | Filter thread | Size | Weight (g) | Relative illumination
MC2501A | 25mm | 450 | 107485.3125 | φ46 | 4.0-22 | ﹤0.2% | 83.8°（D） | 0.001x-0.2x | 0.1x | 220 | 371.09 | 12 | M58×P0.75 | M95×P1.0 | φ98×139.09 | 1100 | /
MC3501A | 35mm | 450 | 107485.3125 | φ42 | 4.0-22 | ﹤0.7% | 59°（D） | 0.001x-0.2x | 0.067x | 500 | 642.56 | 12 | M58×P0.75 | M67×P0.75 | φ69.42×130.56 | 742.29 | /
MC5001A | 50mm | 450 | 107485.3125 | φ46 | 3.6-22 | ﹤0.2% | 43.4°（D) | 0.02x-0.5x | 0.16x | 300 | 444 | 12 | M58×P0.75 | M62×P0.75 | φ65×（132-152.7） | 717.38 | /
MC8001A | 80mm | 450 | 107485.3125 | φ46 | 3.6-22 | ﹤0.2% | 26.8°（D） | 0.041x-0.39x | 0.172x | 500 | 630.6 | 12 | M58×P0.75 | M62×P0.75 | φ71.6×（105-132.2） | 773.3 | /
MC8001B1 | 80mm | 450 | 107485.3125 | φ46 | 3.6-22 | ﹤0.2% | 26.8°（D） | 0.1x-0.5x | 0.172x | 500 | 630.6 | 11.48 | M58×P0.75 | M62×P0.75 | φ71.6×（113.7-145） | 810.86 | /
MF9005A | 90mm | 350 | 83599.6875 | φ43.2 | 4.0-16 | ﹤0.01% | 864mm | 0.01x-0.1x | 0.05x | 1985 | 2112 | 46.5 | F-Mount | M62×P0.75 | φ68×88.45 |  | ＞85%
MF9001A | 90mm | 350 | 83599.6875 | φ64 | 4.0-16 | 0.01% | / | 0.08x-0.14x | 0.1x | 985.9 | 1123.5 | 46.5 | F-Mount | M67×P0.75 | φ72×91.05 | 613.1 | /
LS9801A | 98.7mm | 800 | 191085 | φ38 | 4.8-16 | 0.1% | ±13.8° | 0.32x-0.4x | 0.36x | 314.3 | 482.5 | 117.1 | V-Mount（φ56） | M58×P0.75 | φ59.8×51 |  | /
MC Series B-type lens interface M58×P0.75, flange distance 11.48; C-type lens interface M72×P0.75, flange distance 12; D2-type lens interface M42×P1.0, flange distance 12; F-type lens interface F-Mount, flange distance 46.5
29MP Large format Lens List
Model name | Focus length | USD | List Price | Max image size | F.NO | TV distortion | FOV | Magnification range | Standard magnification | WD | O/I | Flange distance | Mount | Filter thread | Relative illumination | Size | Weight (g)
MF3502A | 35mm | 200 | 47771.25 | φ45 | 2.8-16 | ﹤0.4% | 60.3° | 0.05x-0.25x | 0.1x | 350.9 | 474.5 | 46.5 | F-Mount | M58×P0.75 | / | φ61×81.5（max）
MF3502D | 35mm | 250 | 59714.0625 | φ45 | 2.8-16 | ﹤0.4% | 60.3° | 0.001x-0.286x | 0.057x | 589.2 | 717.2 | 46.5 | F-Mount | M58×P0.75 | / | φ61×81.5
MF3503A | 35mm | 250 | 59714.0625 | φ45.3 | 2.8-16 | ﹤0.5% | 65° | 0.01x-0.1x | 0.03x | 1158.7 | 1268.1 | 46.5 | F-Mount | M67×P0.75 | / | φ69×114.1 | 434.1
MF4010A | 40mm | 250 | 59714.0625 | φ43.2 | 2.8-22 | ﹤0.2% | 402.9mm | 0.01x-0.25x | 0.1x | 436 | 468.67 | 46.5 | F-Mount | M62×P0.75 | 40% | φ73×42.65
MF5001C | 50mm | 250 | 59714.0625 | φ43 | 2.8-22 | 0.2% | 45.5°（D） | 0.02x-0.1x | 0.06x | 862.1 | 942.2 | 46.5 | F-Mount | M62×P0.75 | / | φ64×35.6 | 240.2
MF5015A | 50mm | 250 | 59714.0625 | φ44 | 2.8-22 | ﹤0.3% | 47°（D） | 0.014x-0.24x | 0.062x | 833.4 | 948.9 | 46.5 | F-Mount | / | / | φ62×（61.1-77）
MF6016A | 60mm | 250 | 59714.0625 | φ64 | 4.0-32 | 0.19% | 386.92mm | 0.04x-0.33x | 0.167x | 384.9 | 496.32 | 46.5 | F-Mount | M65×P0.75 | 45% | φ70.5×57.3 | 338.9
MF8003A | 80mm | 250 | 59714.0625 | φ58 | 5.6-32 | ﹤0.01% |  | 0.2x-0.4x | 0.3x | 306.2 | 451.78 | 46.5 | F-Mount | M52×P0.75 | 68% | φ57×91 | 312.4
MF5015B | 50mm |  |  | φ44 | 2.8-22 | ﹤0.3% | 47°（D） | 0.014x-0.24x | 0.062x | 828 | 948.9 | 46.5 | F-Mount | M62×P0.75 | / | φ64×（66.5-82.4）
The MF5015B model adds a filter thread to the MF5015A model.
Large format Autofocus Lens List
Model name | Focus length | USD | List Price | Max image size | F.NO | TV distortion | FOV | Magnification range | Standard magnification | WD | Flange distance | Mount | voltage | Communication method | Speed range | Motion precision | Response time | Size | Controller
MC2501M | 25mm | 1300 | 310513.125 | φ46 | 4.0-22 | ﹤0.2% | M95×P1 | 0.001x-0.2x | 0.1x | 220 | 11.48 | M58×P0.75 | 12V | RS232 | 80-120RPM | ±0.01° | ﹤1ms | φ111.4×139.61 | Internal Controller
MC5001M1 | 50mm | 1300 | 310513.125 | φ46 | 3.6-22 | ﹤0.2% | M62×P0.75 | 0.02x-0.5x | 0.16x | 300 | 11.48 | M58×P0.75 | 12V | RS232 | 80-120RPM | ±0.01° | ﹤1ms | φ111.4×（132.2-153.2） | Internal Controller
MC8001M | 80mm | 1300 | 310513.125 | φ46 | 3.6-22 | ﹤0.2% | M62×P0.75 | 0.1x-0.5x | 0.172x | 500 | 11.48 | M58×P0.75 | 12V | RS232 | 80-120RPM | ±0.03° | ﹤1ms | φ111.4×（132.2-153.2） | External controller
MS5515M9 | 55mm | 2500 | 597140.625 | φ67 | 4.5-22 | ﹤0.05% | M77×P0.75 | 0.01x-0.5x | 0.2x | 280.6 | 19.55 | M72×P0.75 | 12V | RS232 | 80-120RPM | ±0.01° | ﹤1ms | φ140.5×（161.5-185.5） | Internal Controller
MS5515M11 | 55mm | 2500 | 597140.625 | φ67 | 4.5-22 | ﹤0.05% | M77×P0.75 | 0.01x-0.5x | 0.2x | 280.6 | 19.55 | M72×P0.75 | 12V | RS232 | 80-120RPM | ±0.01° | ﹤1ms | φ122×（161.5-185.5） | External controller
MS9015M1 | 90mm | 2500 | 597140.625 | φ67 | 4.8-32 | ﹤0.1% | M62×P0.75 | 0.07x-0.42x | 0.2x | 505.7 | 19.55 | M72×P0.75 | 12V | RS232 | 80-120RPM | ±0.01° | ﹤1ms | φ140.5×（131.9-161.3） | Internal Controller
MS9015M2 | 90mm | 2500 | 597140.625 | φ67 | 4.8-32 | ﹤0.1% | M62×P0.75 | 0.02x-0.57x | 0.2x | 495.7 | 19.55 | M72×P0.75 | 12V | RS232 | 80-120RPM | ±0.01° | ﹤1ms | φ147.5×（132.1-177.2） | Internal Controller

## Line scan Lens
4K7μ Line Scan Lens List
Model name | Focus length | USD | List Price | Max image size | F.NO | TV distortion | FOV | Magnification range | Standard magnification | WD | O/I | Flange distance | Mount | Filter thread | Relative Illuminance | Size | Weight（g)
LS2003C | 20mm | 200 | 47771.25 | φ30 | 4.5-C | 0.2% | / | 0.02x-0.1x | 0.0358x | 557.4 | 619.1 | 12 | M42×P1 | M43×P0.75 | ﹥50% | φ52×（48.8-51.4） | 234.2
LS2502B | 25mm | 250 | 59714.0625 | φ32 | 2.8-16 | 0.6% | 249mm | 0.03x-0.2x | 0.121x | 200 | 269.5 | 12 | M42×P1 | M49×P0.75 | / | φ52×58.1
LS2801A | 29mm | 200 | 47771.25 | φ30 | 4.0-C | 0.1% | 300mm | 0.05x-0.3x | 0.1x | 299.7 | 368 | 26 | V-Mount（φ42.5） | M35×P0.5 | 40% | φ46.3 | 161.4
LS3508A | 35mm | 200 | 47771.25 | φ30 | 4.5-16 | ﹤0.01% | / | 0.04x-0.1x | 0.08x | 508.49 | 574.5 | 37.42 | V-Mount（φ38） | M37×P0.75 | 80% | φ46.4 | 105.7
LS4010A | 40mm | 150 | 35828.4375 | φ43.2 | 2.8-22 | 0.5% | 402.9mm | 0.04x-0.33x | 0.1x | 429.9 | 498.48 | 39.62 | V-Mount（φ38） | M37×P0.75 | 40% | φ46.4 | 110.2
LS2003D | 20mm |  |  | φ30 | 4.5-C | 0.2% | / | 0.02x-0.1x | 0.0358x | 557.4 | 619.1 | 12 | M42×P1 | M43×P0.75 | ﹥50% | φ52×（48.8-51.4）
LS2003D is a derivative model of LS2003C, optimized for the optical path of 2mm protective glass cameras.
LS2502A is a derivative model of LS2502B, featuring a lens interface of M42×P1 with a flange distance of 16.
4K7μ New Series Line Scan Lens List
Model name | Focus length |  | List Price | Max image size | F.NO | TV distortion | FOV | Magnification range | Standard magnification | WD | Flange distance | Mount | Filter thread | Relative Illuminance | Size | Weight（g)
LS04020A | 20mm | 230 | 54936.9375 | φ30 | 3.5-16 | ﹤0.5% | 75.36°（D） | 0.004x-0.12x | 0.038x | 500 | 12 | M42×P1 | M67×P0.75 | ﹥75% | φ70.6×99.2（min） | 518.6
LS04028A | 28mm | 230 | 54936.9375 | φ30 | 2.8-16 | ﹤0.3% | 55°（D） | 0.006x-0.172x | 0.05x | 500 | 12 | M42×P1 | M49×P0.75 | ﹥69% | φ54×92.87（min） | 365.1
LS04035A | 35mm | 230 | 54936.9375 | φ30 | 2.8-16 | ﹤0.2% | 44.5°（D） | 0.007x-0.179x | 0.071 | 500 | 12 | M42×P1 | M49×P0.75 | ﹥71% | φ52×87.97（min） | 350.3
LS04050A | 50mm |  |  | φ30 | 2.8-16 | ﹤0.2% | 30.2°（D） | 0.01x-0.323x | 0.11x | 500 | 12 | M42×P1 | M49×P0.75 | ﹥75% | φ56.4×69.92（min） | 302.4
LS04060A | 60mm |  |  | φ30 | 2.8-16 | ﹤0.25% | 24.82°（D） | 0.012x-0.432x | 0.137x | 500 | 12 | M42×P1 | M49×P0.75 | ﹥80% | φ54.2×73.57（min） | 294.6
LS04080A | 80mm |  |  | φ30 | 2.8-16 | ﹤0.2% | 19.5°（D） | 0.016x-0.461x | 0.177x | 500 | 12 | M42×P1 | M58×P0.75 | ﹥78% | φ62×108（min） | 531.5
The LS040 series B model has removed the engraving of the model name.
8K5μLine Scan Lens List
Model name | Focus length |  | List Price | Max image size | F.NO | TV distortion | FOV | Magnification range | Standard magnification | WD | O/I | Flange distance | Mount | Filter thread | Size | Weight（g)
MC2501A | 25mm | 450 | 107485.3125 | φ46 | 4.0-22 | ﹤0.2% | 83.8°（D） | 0.001x-0.2x | 0.1x | 220 | 371.09 | 12 | M58×P0.75 | M95×P1.0 | φ98×139.09 | 1100
MC3501A | 35mm | 450 | 107485.3125 | φ42 | 4.0-22 | ﹤0.7% | 59°（D） | 0.001x-0.2x | 0.067x | 500 | 642.56 | 12 | M58×P0.75 | M67×P0.75 | φ69.42×130.56 | 742.29
MC5001A | 50mm | 450 | 107485.3125 | φ46 | 3.6-22 | ﹤0.2% | 43.4°（D) | 0.02x-0.5x | 0.16x | 300 | 444 | 12 | M58×P0.75 | M62×P0.75 | φ65×（132-152.7） | 717.38
MC8001A | 80mm | 450 | 107485.3125 | φ46 | 3.6-22 | ﹤0.2% | 26.8°（D） | 0.041x-0.39x | 0.172x | 500 | 630.6 | 12 | M58×P0.75 | M62×P0.75 | φ71.6×（105-132.2） | 773.3
MC8001B1 | 80mm | 450 | 107485.3125 | φ46 | 3.6-22 | ﹤0.2% | 26.8°（D） | 0.1x-0.5x | 0.172x | 500 | 630.6 | 11.48 | M58×P0.75 | M62×P0.75 | φ71.6×（113.7-145） | 810.86
MC Series B: Lens Interface M58×P0.75, Flange Distance 11.48 C Series: Lens Interface M72×P0.75, Flange Distance 12 D2 Series: Lens Interface M42×P1.0, Flange Distance 12 F Series: Lens Interface F-Mount, Flange Distance 46.5
8K7μLine Scan Lens List
Model name | Focus length |  | List Price | Max image size | F.NO | TV distortion | FOV | Magnification range | Standard magnification | WD | O/I | Flange distance | Mount | Filter thread | Relative Illuminance | Size | Weight（g)
LS4105B | 40mm | 260 | 62102.625 | φ60 | 4.0-22 | ﹤0.2% | 71° | 0.02x-0.16x | 0.05x | 818.8 | 943.08 | 12 | M72×P0.75 | / | / | φ61.9×71.5
MS4505A | 45mm | 600 | 143313.75 | φ62 | 4.0-16 | ﹤0.5% | 53°-64°（D） | 0.03x-0.35x | 0.2x | 223.5 | 355.39 | 12 | M72×P0.75 | M62×P0.75 | / | φ64×（93.1-115.67） | 673
LS0813A | 55mm | 200 | 47771.25 | φ64 | 4.0-22 | ﹤0.1% | / | 0.001x-0.3x | 0.133x | 450 | 534.18 | 62 | V-Mount（φ38） | M39×P0.5 | / | φ46
LS6016A | 60mm | 150 | 35828.4375 | φ64 | 4.0-32 | 0.19% | 386.92mm | 0.04x-0.33x | 0.167x | 404.4 | 496.32 | 63.31 | V-Mount（φ38） | M37×P0.75 | 45% | φ46.4 | 118.5
LS8014A | 80mm | 200 | 47771.25 | φ62 | 5.6-32 | 0.05% | / | 0.07x-0.3x | 0.1x | 745 | 850.6 | 75.79 | V-Mount（φ38） | M39.6×P0.5 | / | φ46.4
LS8020A | 80mm | 200 | 47771.25 | φ62 | 5.6-32 | 0.05% | / | 0.194x-0.233x | 0.21x | 418.85 | 533.67 | 85.54 | V-Mount（φ38） | M39.6×P0.5 | / | φ46.4
LS8003A | 80mm | 200 | 47771.25 | φ64 | 5.6-32 | ﹤0.01% | / | 0.2x-0.4x | 0.3x | 320.26 | 451.78 | 102.92 | V-Mount（φ38） | M37×P0.75 | 68% | φ46.4 | 124
LS0802A | 100mm | 200 | 47771.25 | φ66 | 4.5-22 | 0.005% | 34.6° | 0.15x-0.25x | 0.2x | 654.8 | 827.8 | 123.5 | V-Mount（φ64） | M54×P0.75 | / | φ69.8
LS4105C | 40mm |  |  | φ60 | 4.0-22 | ﹤0.2% | 71° | 0.02x-0.16x | 0.05x | 810.5 | 943.08 | 12 | M72×P0.75 | M72×P0.75 | / | φ75×120.58
LS4105C adds a filter thread to the LS4105B model；
LS4105B1: Remove Chiopt logo.
LS4105B2: Remove Chiopt logo, M42*P1 mount, flange distance 12.
12K5μLine Scan Lens List
Model name | Focus length |  | List Price | Max image size | F.NO | TV distortion | FOV | Magnification range | Standard magnification | WD | O/I | Flange distance | Mount | Filter thread | Size | Weight（g)
LS1202A | 116mm | 350 | 83599.6875 | φ62 | 4.5-22 | ﹤0.01% | 28° | 0.18x-0.24x | 0.2x | 652.4 | 824.9 | 122.8 | V-Mount（φ56） | M52×P0.75 | φ63 | 478.8
LS1203A | 116mm | 350 | 83599.6875 | φ62 | 4.5-22 | ﹤0.005% | 29° | 0.29x-0.4x | 0.33x | 415.1 | 599.7 | 134.9 | V-Mount（φ56） | M52×P0.75 | φ63 | 476.1
LS1205A | 116mm | 350 | 83599.6875 | φ62 | 4.5-22 | ﹤0.01% | 29° | 0.45x-0.6x | 0.5x | 291.7 | 491 | 149.6 | V-Mount（φ56） | M52×P0.75 | φ63 | 473.7
LS1207A | 116mm | 350 | 83599.6875 | φ62 | 4.5-22 | ﹤0.005% | 29° | 0.7x-0.85x | 0.75x | 209.8 | 429.85 | 170.3 | V-Mount（φ56） | M52×P0.75 | φ63 | 471.4
LS1208A | 116mm | 350 | 83599.6875 | φ62 | 4.5-22 | ﹤0.005% | 23° | 0.75x-0.85x | 0.806x | 203.8 | 434.66 | 181.2 | V-Mount（φ56） | M52×P0.75 | φ63 | 470.9
LS1210A | 116mm | 350 | 83599.6875 | φ62 | 4.5-22 | ﹤0.05% | 28° | 0.9x-1.1x | 1x | 164.2 | 400.56 | 186.7 | V-Mount（φ56） | M52×P0.75 | φ63 | 463.2
LS1212A | 116mm | 350 | 83599.6875 | φ62 | 4.5-22 | ﹤0.005% | 20.88° | 1.19x-1.29x | 1.24x | 149.9 | 434.66 | 232.2 | V-Mount（φ56） | M52×P0.75 | φ63 | 482.8
16K3.5μLine Scan Lens List
Model name | Focus length |  | List Price | Max image size | F.NO | TV distortion | FOV | Magnification range | Standard magnification | WD | O/I | Flange distance | Mount | Filter thread | Size | Weight（g) | Relative Illuminance
LS6017A | 60mm | 450 | 107485.3125 | φ60 | 4.0-22 | ≤0.03% | / | 0.04x-0.5x | 0.17x | 403.7 | 522.56 | 51.75 | V-Mount（φ38） | M40.5×P0.5 | φ43.6×68.48 | 250 | 50%
LS9005A | 95mm | 350 | 83599.6875 | φ62 | 4.0-16 | 0.005% | / | 0.03x-0.08x | 0.05x | 1980.85 | 2112.94 | 81.2 | V-Mount（φ56） | M58×P0.75 | φ55.7 | 456.7
LS9001A | 90mm | 350 | 83599.6875 | φ64 | 4.0-16 | 0.01% | / | 0.08x-0.14x | 0.1x | 992.4 | 1123.5 | 82.7 | V-Mount（φ56） | M58×P0.75 | φ55.7 | 402.9
LS1626A | 114mm | 450 | 107485.3125 | φ66 | 3.8-16 | 0.01% | 28.6° | 0.23x-0.28x | 0.26x | 497.85 | 672.16 | 128.3 | V-Mount（φ49） | M45×P0.5 | φ55.7
LS1603A | 116mm | 450 | 107485.3125 | φ66 | 3.8-16 | 0.001% | 13.83° | 0.31x-0.36x | 0.33x | 412 | 595 | 137 | V-Mount（φ49） | M45×P0.5 | φ55.7 | 336.8
LS1642A | 116mm | 450 | 107485.3125 | φ66 | 3.8-16 | 0.007% | 28.5° | 0.38x-0.45x | 0.42x | 339.74 | 530.1 | 144.5 | V-Mount（φ49） | M45×P0.5 | φ55.7 | 335.4
LS1605A | 116mm | 450 | 107485.3125 | φ66 | 3.8-16 | 0.0008% | 21.8° | 0.46x-0.54x | 0.5x | 296.2 | 496 | 153.3 | V-Mount（φ49） | M45×P0.5 | φ55.7 | 336.7
LS1667A | 116mm | 450 | 107485.3125 | φ66 | 3.8-16 | 0.1% | 98.5mm | 0.65x-0.7x | 0.67x | 237.4 | 453.5 | 170.2 | V-Mount（φ49） | M45×P0.5 | φ55.7 | 330.6
LS1607A | 116mm | 450 | 107485.3125 | φ66 | 3.8-16 | 0% | 14.1° | 0.66x-0.75x | 0.7x | 229.4 | 447.2 | 174.4 | V-Mount（φ49） | M45×P0.5 | φ55.7 | 326.7
LS1675A | 100mm | 450 | 107485.3125 | φ66 | 3.8-16 | 0.0008% | 18.8° | 0.7x-0.8x | 0.75x | 220.8 | 444.8 | 180.5 | V-Mount（φ49） | M45×P0.5 | φ55.7 | 325.8
LS1605D | 116mm |  |  | φ62 | 4.5-22 | ﹤0.01% | 29° | 0.45x-0.6x | 0.5x | 291.7 | 491 | 149.6 | V-Mount（φ56） | M45×P0.5 | φ63
LS1610D | 116mm |  |  | φ62 | 4.5-22 | ﹤0.05% | 28° | 0.9x-1.1x | 1x | 164.2 | 400.56 | 186.7 | V-Mount（φ56） | M52×P0.75 | φ63
LS1605D is an improved temperature drift model of LS1605A.
LS1610D is an improved temperature drift model of LS1610A.
16K5μLine Scan Lens List
Model name | Focus length |  | List Price | Max image size | F.NO | TV distortion | FOV | Magnification range | Standard magnification | WD | O/I | Flange distance | Mount | Filter thread | Size | Weight（g)
LS1601B | 150mm | 550 | 131370.9375 | φ82 | 4.8-16 | 0.001% | 26.6° | 0.13x-0.2x | 0.15x | 1098.2 | 1296.7 | 148.09 | V-Mount（φ49） | M50×P0.5 | φ55.7 | 400
LS1626B | 116mm | 550 | 131370.9375 | φ82 | 3.8-16 | 0.001% | / | 0.22x-0.3x | 0.26x | 663.34 | 874.3 | 160.95 | V-Mount（φ49） | M50×P0.5 | φ55.7 | 395.4
LS1603B | 120mm | 550 | 131370.9375 | φ82 | 4.0-16 | 0.005% | / | 0.29x-0.38x | 0.33x | 534.64 | 757.63 | 169.37 | V-Mount（φ56） | M52×P0.75 | φ61.1 | 485.3
LS1605B | 120mm | 550 | 131370.9375 | φ82 | 4.0-16 | 0.002% | / | 0.43x-0.57x | 0.5x | 390.66 | 636.99 | 192.71 | V-Mount（φ56） | M52×P0.75 | φ61.1 | 485.9
LS1662C | 116mm | 450 | 107485.3125 | φ82 | 3.8-16 | 0.001% | 26.2° | 0.59x-0.67x | 0.625x | 249.7 | 458.9 | 166.9 | V-Mount（φ49） | M45×P0.5 | φ55.7
LS1667B | 147.6mm | 550 | 131370.9375 | φ82 | 4.5-16 | 0.01% | / | 0.6x-0.72x | 0.667x | 321.2 | 590.5 | 215.3 | V-Mount（φ56） | M52×P0.75 | φ61.1
LS1683A | 116mm | 450 | 107485.3125 | φ82 | 3.8-16 | 0.008% | 28° | 0.75x-0.86x | 0.8387x | 204.1 | 437.1 | 189.5 | V-Mount（φ49） | M45×P0.5 | φ55.7
LS1687A | 116mm | 450 | 107485.3125 | φ82 | 3.8-16 | 0.005% | 28° | 0.8x-0.92x | 0.875x | 199 | 435.5 | 193.1 | V-Mount（φ49） | M45×P0.5 | φ55.7
LS1610A | 116mm | 450 | 107485.3125 | φ82 | 3.8-16 | 0.0005% | 16.2° | 0.93x-1.07x | 1x | 184.16 | 439.45 | 209.47 | V-Mount（φ49） | M45×P0.5 | φ55.7 | 330.2
LS1613A | 116mm | 450 | 107485.3125 | φ84 | 3.8-16 | 0.0003% | 13.9° | 1.25x-1.47x | 1.33x | 156.3 | 444.5 | 243.7 | V-Mount（φ49） | M45×P0.5 | φ55.7 | 325.6
LS1615A | 116mm | 450 | 107485.3125 | φ84 | 3.8-16 | 0.08% | 54.7mm | 1.3x-1.6x | 1.5x | 143.9 | 453.7 | 263.8 | V-Mount（φ49） | M45×P0.5 | φ55.7 | 330.2
LS1617A | 116mm | 450 | 107485.3125 | φ84 | 3.8-16 | 0.05% | 38.8mm | 1.65x-1.73x | 1.7x | 137.8 | 470 | 286.1 | V-Mount（φ49） | M45×P0.5 | φ55.7 | 330
LS1620A | 116mm | 450 | 107485.3125 | φ84 | 3.8-16 | 0.0008% | 11.3° | 1.75x-2.25x | 2x | 127.2 | 496 | 322.8 | V-Mount（φ49） | M45×P0.5 | φ55.7
LS1620B | 120mm | 550 | 131370.9375 | φ82 | 4.0-16 | 0.002% | / | 1.7x-2.4x | 2x | 166.35 | 636.99 | 424.31 | V-Mount（φ56） | M52×P0.75 | φ61.1 | 485.6
LS1630A | 116mm | 450 | 107485.3125 | φ84 | 3.8-16 | 0.001% | 13.83° | 2.5x-4.5x | 3x | 111.4 | 591.3 | 433.9 | V-Mount（φ49） | M45×P0.5 | φ55.7
LS1630B | 120mm | 550 | 131370.9375 | φ82 | 4.0-16 | 0.001% | / | 2.4x-3.8x | 3x | 143.02 | 757.63 | 568.28 | V-Mount（φ56） | M52×P0.75 | φ61.1 | 485.1
Coaxial Illumination Line Scan Lens List
Model name | Focus length |  | List Price | Max image size | F.NO | TV distortion | FOV | Magnification range | Standard magnification | WD | O/I | Flange distance | Mount | Weight（g)
LS1610L-P02 | 116mm | 800 | 191085 | φ82 | 3.8-16 | 0.0005% | / | 0.9x-1.2x | 1x | 115 | 449.53 | 212.09 | V-Mount（φ49）
LS1613L-P01 | 116mm | 800 | 191085 | φ82 | 4.3-16 | 0.001% | / | 1.2x-1.43x | 1.33x | 71.54 | 579.35 | 327.28 | V-Mount（φ56）
LS1615L-P01 | 145mm | 800 | 191085 | φ82 | 4.3-16 | 0.001% | / | 1.4x-1.6x | 1.5x | 58.8 | 592.1 | 351.96 | V-Mount（φ56）
LS1617L-P01 | 116mm | 800 | 191085 | φ82 | 4.0-16 | 0.001% | / | 1.45x-2x | 1.7x | 48.83 | 611.85 | 381.66 | V-Mount（φ56）
LS1620L-P01 | 120mm | 800 | 191085 | φ82 | 4.0-16 | 0.0005% | / | 1.7x-2.4x | 2x | 135.95 | 641.94 | 424.66 | V-Mount（φ56）
LS1630L-P01 | 120mm | 800 | 191085 | φ82 | 4.0-16 | 0.005% | / | 2.5x-3.5x | 3x | 112.6 | 759.5 | 565.5 | V-Mount（φ56） | 770.1

## Telecentric Lens
2/3" Standard Telecentric Lenses List
Model name | USD | List Price | Illumination Type | Sensor | Magnification | 倍率 | WD | F.NO | Nd | Telecentricity | TV distortion | DOF(mm) | Object-Side Resolution (for 5μm sensor) | TTL | Mount | 2/3"FOV(D×H×V) | 1/1.8"FOV(H×V) | 1/2"FOV(H×V) | Size | Weight（g)
MV65021A | 350 | 83599.6875 | Coaxial | 2/3" | 0.2x | 0.2 | 65mm | 6 | 0.022 | ﹤0.15° | ﹤0.1% | 6.75 | 22.37um | 140.81 | C-Mount | 55×44×33 | 44.5×36×26.5 | 40×32×24 | φ68×123.28 | 306
MV65021B | 340 | 81211.125 | Non-Coaxial | 2/3" | 0.2x | 0.2 | 65mm | 6 | 0.022 | ﹤0.15° | ﹤0.05% | 6.75 | 22.37um | 137.64 | C-Mount | 55×44×33 | 44.5×36×26.5 | 40×32×24 | φ68×120.11 | 289
MV65031A | 350 | 83599.6875 | Coaxial | 2/3" | 0.3x | 0.3 | 65mm | 6.7 | 0.022 | ﹤0.15° | ﹤0.05% | 3.35 | 15.25um | 150.39 | C-Mount | 36.7×29.3×22 | 29.7×24×17.7 | 26.7×21.3×16 | φ68×132.86 | 316
MV65031B | 340 | 81211.125 | Non-Coaxial | 2/3" | 0.3x | 0.3 | 65mm | 6.7 | 0.022 | ﹤0.15° | ﹤0.05% | 3.35 | 15.25um | 147.2 | C-Mount | 36.7×29.3×22 | 29.7×24×17.7 | 26.7×21.3×16 | φ68×129.69 | 300
MV65051A | 85 | 20302.7812 | Coaxial | 2/3" | 0.5x | 0.5 | 65mm | 9.5 | 0.026 | ﹤0.1° | ﹤0.05% | 1.71 | 12.9um | 137.46 | C-Mount | 22×17.6×13.2 | 14.4×10.6 | 12.8×9.6 | φ35×119.93 | 116.2
MV65051B | 70 | 16719.9375 | Non-Coaxial | 2/3" | 0.5x | 0.5 | 65mm | 9.5 | 0.026 | ﹤0.1° | ﹤0.05% | 1.71 | 12.9um | 134.51 | C-Mount | 22×17.6×13.2 | 14.4×10.6 | 12.8×9.6 | φ35×116.98 | 99.77
MV65075A | 85 | 20302.7812 | Coaxial | 2/3" | 0.75x | 0.75 | 65mm | 9.5 | 0.04 | ﹤0.1° | ﹤0.1% | 0.76 | 8.39um | 105.1 | C-Mount | 14.6×11.7×8.8 | 9.6×7.07 | 8.53×6.4 | φ30×87.57 | 95.11
MV65075B | 70 | 16719.9375 | Non-Coaxial | 2/3" | 0.75x | 0.75 | 65mm | 9.5 | 0.04 | ﹤0.1° | ﹤0.1% | 0.76 | 8.39um | 102.15 | C-Mount | 14.6×11.7×8.8 | 9.6×7.07 | 8.53×6.4 | φ30×84.62 | 79.25
MV65081A | 85 | 20302.7812 | Coaxial | 2/3" | 0.8x | 0.8 | 65mm | 9.5 | 0.04 | ﹤0.1° | ﹤0.05% | 0.66797 | 8.39um | 109.91 | C-Mount | 13.7×11×8.2 | 9×6.63 | 8×6 | φ30×92.38 | 100.04
MV65081B | 70 | 16719.9375 | Non-Coaxial | 2/3" | 0.8x | 0.8 | 65mm | 9.5 | 0.04 | ﹤0.1° | ﹤0.05% | 0.66797 | 8.39um | 106.96 | C-Mount | 13.7×11×8.2 | 9×6.63 | 8×6 | φ30×89.43 | 83.62
MV65101A | 85 | 20302.7812 | Coaxial | 2/3" | 1x | 1 | 65mm | 11 | 0.045 | ﹤0.1° | ﹤0.1% | 0.495 | 7.46um | 111.09 | C-Mount | 11×8.8×6.6 | 7.2×5.3 | 6.4×4.8 | φ30×93.56 | 103.28
MV65101B | 70 | 16719.9375 | Non-Coaxial | 2/3" | 1x | 1 | 65mm | 11 | 0.045 | ﹤0.1° | ﹤0.1% | 0.495 | 7.46um | 108.14 | C-Mount | 11×8.8×6.6 | 7.2×5.3 | 6.4×4.8 | φ30×90.61 | 86.89
MV65151A | 85 | 20302.7812 | Coaxial | 2/3" | 1.5x | 1.5 | 65mm | 12 | 0.063 | ﹤0.1° | ﹤0.1% | 0.24 | 5.33um | 90.3 | C-Mount | 7.3×5.8×4.4 | 4.8×3.53 | 4.27×3.2 | φ27×72.774 | 88.87
MV65151B | 70 | 16719.9375 | Non-Coaxial | 2/3" | 1.5x | 1.5 | 65mm | 12 | 0.063 | ﹤0.1° | ﹤0.1% | 0.24 | 5.33um | 87.35 | C-Mount | 7.3×5.8×4.4 | 4.8×3.53 | 4.27×3.2 | φ27×69.824 | 72.37
MV65201A | 85 | 20302.7812 | Coaxial | 2/3" | 2x | 2 | 65mm | 13.5 | 0.074 | ﹤0.05° | ﹤0.1% | 0.15187 | 4.53um | 97.52 | C-Mount | 5.5×4.4×3.3 | 3.6×2.65 | 3.2×2.4 | φ27×80 | 92.85
MV65201B | 70 | 16719.9375 | Non-Coaxial | 2/3" | 2x | 2 | 65mm | 13.5 | 0.074 | ﹤0.05° | ﹤0.1% | 0.15187 | 4.53um | 94.57 | C-Mount | 5.5×4.4×3.3 | 3.6×2.65 | 3.2×2.4 | φ27×77.05 | 76.36
MV65301A | 85 | 20302.7812 | Coaxial | 2/3" | 3x | 3 | 65mm | 16 | 0.092 | ﹤0.1° | ﹤0.1% | 0.08 | 3.65um | 112.01 | C-Mount | 3.7×2.9×2.2 | 2.4×1.77 | 2.13×1.6 | φ27×94.48 | 106.76
MV65301B | 70 | 16719.9375 | Non-Coaxial | 2/3" | 3x | 3 | 65mm | 16 | 0.092 | ﹤0.1° | ﹤0.1% | 0.08 | 3.65um | 109.06 | C-Mount | 3.7×2.9×2.2 | 2.4×1.77 | 2.13×1.6 | φ27×91.53 | 91.25
MV65401A | 85 | 20302.7812 | Coaxial | 2/3" | 4x | 4 | 65mm | 18 | 0.112 | ﹤0.05° | ﹤0.03% | 0.050625 | 3um | 122.12 | C-Mount | 2.75×2.5×1.65 | 2.05×1.33 | 1.82×1.2 | φ35×104.6 | 105.59
MV65401B | 70 | 16719.9375 | Non-Coaxial | 2/3" | 4x | 4 | 65mm | 18 | 0.112 | ﹤0.05° | ﹤0.03% | 0.050625 | 3um | 118.12 | C-Mount | 2.75×2.5×1.65 | 2.05×1.33 | 1.82×1.2 | φ35×101.3 | 87.64
MV65601A | 250 | 59714.0625 | Coaxial | 2/3" | 6x | 6 | 65mm | 27 | 0.112 | ﹤0.05° | ﹤0.05% | 0.03375 | 3um | 146.2 | C-Mount | 1.8×1.5×1.1 | 1.5×1.2×0.9 | 1.3×1.1×0.8 | φ30×128.01 | 127
MV65601B | 200 | 47771.25 | Non-Coaxial | 2/3" | 6x | 6 | 65mm | 27 | 0.112 | ﹤0.05° | ﹤0.05% | 0.03375 | 3um | 143.4 | C-Mount | 1.8×1.5×1.1 | 1.5×1.2×0.9 | 1.3×1.1×0.8 | φ30×125.16 | 109
MV11021A | 300 | 71656.875 | Coaxial | 2/3" | 0.2x | 0.2 | 110mm | 7.8 | 0.022 | ﹤0.1° | ﹤0.05% | 8.775 | 27.96um | 155.7 | C-Mount | 55×44×33 | 44.5×36×26.5 | 40×32×24 | φ70×138.56 | 351
MV11021B | 250 | 59714.0625 | Non-Coaxial | 2/3" | 0.2x | 0.2 | 110mm | 7.8 | 0.022 | ﹤0.1° | ﹤0.05% | 8.775 | 27.96um | 152.4 | C-Mount | 55×44×33 | 44.5×36×26.5 | 40×32×24 | φ70×135.27 | 334
MV11031A | 250 | 59714.0625 | Coaxial | 2/3" | 0.3x | 0.3 | 110mm | 7.9 | 0.019 | ﹤0.1° | ﹤0.1% | 3.95 | 17.66um | 167.1 | C-Mount | 36.6×29.2×22 | 29.7×24×17.7 | 26.7×21.3×16 | φ70×149.91 | 361
MV11031B | 250 | 59714.0625 | Non-Coaxial | 2/3" | 0.3x | 0.3 | 110mm | 7.9 | 0.022 | ﹤0.1° | ﹤0.05% | 3.95 | 17.66um | 163.8 | C-Mount | 36.7×29.3×22 | 29.7×24×17.7 | 26.7×21.3×16 | φ70×146.62 | 347
MV11051A | 85 | 20302.7812 | Coaxial | 2/3" | 0.5x | 0.5 | 110mm | 9.3 | 0.027 | ﹤0.1° | ﹤0.05% | 1.674 | 12.43um | 141.35 | C-Mount | 22×17.6×13.2 | 14.4×10.6 | 12.8×9.6 | φ35×123.83 | 129.98
MV11051B | 70 | 16719.9375 | Non-Coaxial | 2/3" | 0.5x | 0.5 | 110mm | 9.3 | 0.027 | ﹤0.1° | ﹤0.05% | 1.674 | 12.43um | 138.02 | C-Mount | 22×17.6×13.2 | 14.4×10.6 | 12.8×9.6 | φ35×120.5 | 113.2
MV11081A | 170 | 40605.5625 | Coaxial | 2/3" | 0.8x | 0.8 | 110mm | 8.9 | 0.045 | ﹤0.15° | ﹤0.1% | 0.55 | 7.46um | 148.5 | C-Mount | 13.8×11×8.2 | 11.1×9×6.6 | 10×8×6 | φ35×130.97
MV11081B | 160 | 38217 | Non-Coaxial | 2/3" | 0.8x | 0.8 | 110mm | 8.9 | 0.045 | ﹤0.2° | ﹤0.1% | 0.55 | 7.46um | 145.3 | C-Mount | 13.8×11×8.2 | 11.1×9×6.6 | 10×8×6 | φ35×127.75
MV11101A | 85 | 20302.7812 | Coaxial | 2/3" | 1x | 1 | 110mm | 11 | 0.045 | ﹤0.1° | 0% | 0.495 | 7.46um | 147.95 | C-Mount | 11×8.8×6.6 | 7.2×5.3 | 6.4×4.8 | φ30×130.43 | 122.89
MV11101B | 70 | 16719.9375 | Non-Coaxial | 2/3" | 1x | 1 | 110mm | 11 | 0.045 | ﹤0.1° | 0% | 0.495 | 7.46um | 145.97 | C-Mount | 11×8.8×6.6 | 7.2×5.3 | 6.4×4.8 | φ30×128.45 | 106.99
MV11151A | 130 | 31051.3125 | Coaxial | 2/3" | 1.5x | 1.5 | 110mm | 12 | 0.06 | ﹤0.1° | ﹤0.05% | 0.24 | 5.59um | 148.5 | C-Mount | 7.3×5.9×4.4 | 5.9×4.8×3.5 | 5.3×4.3×3.2 | φ30×130.95
MV11151B | 130 | 31051.3125 | Non-Coaxial | 2/3" | 1.5x | 1.5 | 110mm | 12 | 0.06 | ﹤0.1° | ﹤0.05% | 0.24 | 5.59um | 148.2 | C-Mount | 7.3×5.9×4.4 | 5.9×4.8×3.5 | 5.3×4.3×3.2 | φ30×130.63
MV11201A | 85 | 20302.7812 | Coaxial | 2/3" | 2x | 2 | 110mm | 13.6 | 0.074 | ﹤0.1° | ﹤0.05% | 0.153 | 4.53um | 150.54 | C-Mount | 5.5×4.4×3.3 | 3.6×2.65 | 3.2×2.4 | φ30×133.02 | 143.76
MV11201B | 70 | 16719.9375 | Non-Coaxial | 2/3" | 2x | 2 | 110mm | 13.6 | 0.074 | ﹤0.1° | ﹤0.05% | 0.153 | 4.53um | 148 | C-Mount | 5.5×4.4×3.3 | 3.6×2.65 | 3.2×2.4 | φ30×130.48 | 128.02
MV11301A | 130 | 31051.3125 | Coaxial | 2/3" | 3x | 3 | 110mm | 17.6 | 0.085 | ﹤0.1° | ﹤0.17% | 0.088 | 3.95um | 160.6 | C-Mount | 3.7×2.9×2.2 | 3×2.4×1.8 | 2.7×2.1×1.6 | φ30×131.1 | 152.5
MV11301B | 130 | 31051.3125 | Non-Coaxial | 2/3" | 3x | 3 | 110mm | 17.6 | 0.085 | ﹤0.1° | ﹤0.17% | 0.088 | 3.95um | 157.7 | C-Mount | 3.7×2.9×2.2 | 3×2.4×1.8 | 2.7×2.1×1.6 | φ30×128.2 | 136
MV11401A | 85 | 20302.7812 | Coaxial | 2/3" | 4x | 4 | 110mm | 22 | 0.09 | ﹤0.1° | ﹤0.05% | 0.061875 | 3.73um | 130.99 | C-Mount | 2.75×2.2×1.65 | 1.8×1.33 | 1.6×1.2 | φ30×113.47 | 117.95
MV11401B | 70 | 16719.9375 | Non-Coaxial | 2/3" | 4x | 4 | 110mm | 22 | 0.09 | ﹤0.1° | ﹤0.05% | 0.061875 | 3.73um | 127.76 | C-Mount | 2.75×2.2×1.65 | 1.8×1.33 | 1.6×1.2 | φ30×110.24 | 99.01
MV11601A | 120 | 28662.75 | Coaxial | 2/3" | 6x | 6 | 110mm | 35 | 0.085 | ﹤0.1° | ﹤0.02% | 0.04375 | 3.95um | 179.37 | C-Mount | 1.83×1.46×1.1 | 1.2×0.88 | 1.07×0.8 | φ30×161.85 | 166.17
MV11601B | 120 | 28662.75 | Non-Coaxial | 2/3" | 6x | 6 | 110mm | 35 | 0.085 | ﹤0.1° | ﹤0.02% | 0.04375 | 3.95um | 174.74 | C-Mount | 1.83×1.46×1.1 | 1.2×0.88 | 1.07×0.8 | φ30×157.22 | 149.19
1.1" Standard Telecentric Lens List
Model name | USD | List Price | Illumination Type | Sensor | Magnification | 倍率 | WD | F.NO | Nd | Telecentricity | TV distortion | DOF(mm) | Object-Side Resolution (for 5μm sensor) | TTL | Mount | 1.1"FOV(D×H×V) | 1"FOV(H×V) | 2/3"FOV(H×V) | Size
MH65075A | 350 | 83599.6875 | Coaxial | 1.1" | 0.75x | 0.75 | 65mm | 6.8-22 | 0.054 | ﹤0.05° | ﹤0.03% | 0.544 | 6.21um | 165.2 | C-Mount | 23.4×18.9×13.8 | 17×12.8 | 11.7×8.8 | φ40×147.7
MH65075B | 350 | 83599.6875 | Non-Coaxial | 1.1" | 0.75x | 0.75 | 65mm | 6.8-22 | 0.054 | ﹤0.05° | ﹤0.03% | 0.544 | 6.21um | 158.8 | C-Mount | 23.4×18.9×13.8 | 17×12.8 | 11.7×8.8 | φ40×141.3
MH65101A | 230 | 54936.9375 | Coaxial | 1.1" | 1x | 1 | 65mm | 6.8-22 | 0.072 | ﹤0.05° | ﹤0.03% | 0.306 | 4.66um | 139.2 | C-Mount | 17.6×14.1×7.7 | 12.8×9.6 | 8.8×6.6 | φ40×121.9
MH65101B | 230 | 54936.9375 | Non-Coaxial | 1.1" | 1x | 1 | 65mm | 6.8-22 | 0.072 | ﹤0.05° | ﹤0.03% | 0.306 | 4.66um | 132.8 | C-Mount | 17.6×14.1×7.7 | 12.8×9.6 | 8.8×6.6 | φ40×115.5
MH65151A | 230 | 54936.9375 | Coaxial | 1.1" | 1.5x | 1.5 | 65mm | 7.2-22 | 0.105 | ﹤0.05° | ﹤0.03% | 0.144 | 3.2um | 161.6 | C-Mount | 11.7×9.4×6.9 | 8.5×6.4 | 5.8×4.4 | φ40×144.3
MH65151B | 230 | 54936.9375 | Non-Coaxial | 1.1" | 1.5x | 1.5 | 65mm | 7.2-22 | 0.105 | ﹤0.05° | ﹤0.03% | 0.144 | 3.2um | 155.2 | C-Mount | 11.7×9.4×6.9 | 8.5×6.4 | 5.8×4.4 | φ40×137.9
MH65201A | 230 | 54936.9375 | Coaxial | 1.1" | 2x | 2 | 65mm | 7.2-22 | 0.14 | ﹤0.05° | ﹤0.03% | 0.081 | 2.4um | 165.6 | C-Mount | 8.8×7.09×5.1 | 6.4×4.8 | 4.4×3.3 | φ40×148.3
MH65201B | 230 | 54936.9375 | Non-Coaxial | 1.1" | 2x | 2 | 65mm | 7.2-22 | 0.14 | ﹤0.05° | ﹤0.03% | 0.081 | 2.4um | 159.2 | C-Mount | 8.8×7.09×5.1 | 6.4×4.8 | 4.4×3.3 | φ40×141.9
MH65301A | 230 | 54936.9375 | Coaxial | 1.1" | 3x | 3 | 65mm | 9.5-88 | 0.162 | ﹤0.05° | ﹤0.03% | 0.0475 | 2.07um | 174.4 | C-Mount | 5.86×4.72×3.45 | 4.2×3.2 | 2.9×2.2 | φ40×157.1
MH65301B | 230 | 54936.9375 | Non-Coaxial | 1.1" | 3x | 3 | 65mm | 9.5-88 | 0.162 | ﹤0.05° | ﹤0.03% | 0.0475 | 2.07um | 168.1 | C-Mount | 5.86×4.72×3.45 | 4.2×3.2 | 2.9×2.2 | φ40×150.8
MH65401A | 230 | 54936.9375 | Coaxial | 1.1" | 4x | 4 | 65mm | 11.5-88 | 0.18 | ﹤0.03° | ﹤0.03% | 0.032344 | 1.86um | 199.3 | C-Mount | 4.4×3.5×2.5 | 3.2×2.4 | 2.2×1.65 | φ40×181.8
MH65401B | 230 | 54936.9375 | Non-Coaxial | 1.1" | 4x | 4 | 65mm | 11.5-88 | 0.18 | ﹤0.05° | ﹤0.03% | 0.032344 | 1.86um | 193 | C-Mount | 4.4×3.5×2.5 | 3.2×2.4 | 2.2×1.65 | φ40×175.5
MH11031D | 230 | 54936.9375 | Non-Coaxial | 1.1" | 0.3x | 0.3 | 110mm | 6.5 | 0.023 | ﹤0.05° | ﹤0.05% | 3.25 | 15um | 178 | C-Mount | 58.6×47.2×34.5 | 42.7×32 | 29.3×22 | φ76×160.4
MH11051D | 230 | 54936.9375 | Non-Coaxial | 1.1" | 0.5x | 0.5 | 110mm | 5.2 | 0.05 | ﹤0.05° | <0.03% | 1.404 | 6.71um | 152.02 | C-Mount | 35.2×28.3×20.7 | 25.6×25.6 | 17.6×13.2 | φ52×134.5
MH11061A | 230 | 54936.9375 | Coaxial | 1.1" | 0.6x | 0.6 | 110mm | 8.6 | 0.035 | ﹤0.07° | ﹤0.05% | 1.075 | 9.59um | 154.8 | C-Mount | 29.3×23.4×17.6 | 21.3×16 | 14.7×11 | φ48×137.3
MH11061B | 230 | 54936.9375 | Non-Coaxial | 1.1" | 0.6x | 0.6 | 110mm | 8.6 | 0.035 | ﹤0.07° | ﹤0.05% | 1.075 | 9.59um | 154.8 | C-Mount | 29.3×23.4×17.6 | 21.3×16 | 14.7×11 | φ48×132.7
MH11075A | 230 | 54936.9375 | Coaxial | 1.1" | 0.75x | 0.75 | 110mm | 7 | 0.051 | ﹤0.07° | ﹤0.03% | 0.56 | 6.58um | 165.4 | C-Mount | 23.4×18.9×13.8 | 17×12.8 | 11.7×8.8 | φ48×147.9
MH11075B | 230 | 54936.9375 | Non-Coaxial | 1.1" | 0.75x | 0.75 | 110mm | 7 | 0.051 | ﹤0.08° | ﹤0.03% | 0.56 | 6.58um | 160.7 | C-Mount | 23.4×18.9×13.8 | 17×12.8 | 11.7×8.8 | φ48×143.2
MH11101A | 230 | 54936.9375 | Coaxial | 1.1" | 1x | 1 | 110mm | 8.6-22 | 0.06 | ﹤0.02° | ﹤0.05% | 0.387 | 5.59um | 125.2 | C-Mount | 17.6×14.1×10.3 | 12.8×9.6 | 8.8×6.6 | φ40×107.7
MH11101B | 230 | 54936.9375 | Non-Coaxial | 1.1" | 1x | 1 | 110mm | 8.6-22 | 0.06 | ﹤0.02° | ﹤0.05% | 0.387 | 5.59um | 118.9 | C-Mount | 17.6×14.1×10.3 | 12.8×9.6 | 8.8×6.6 | φ40×101.4
MH11151A | 230 | 54936.9375 | Coaxial | 1.1" | 1.5x | 1.5 | 110mm | 9.5-22 | 0.08 | ﹤0.02° | ﹤0.03% | 0.19 | 4.19um | 155 | C-Mount | 12.1×9.4×6.9 | 8.5×6.4 | 5.8×4.4 | φ40×137.8
MH11151B | 230 | 54936.9375 | Non-Coaxial | 1.1" | 1.5x | 1.5 | 110mm | 9.5-22 | 0.08 | ﹤0.02° | ﹤0.03% | 0.19 | 4.19um | 149 | C-Mount | 12.1×9.4×6.9 | 8.5×6.4 | 5.8×4.4 | φ40×131.5
MH11201A | 230 | 54936.9375 | Coaxial | 1.1" | 2x | 2 | 110mm | 10-22 | 0.1 | ﹤0.02° | ﹤0.03% | 504.3937 | 3.36um | 164.5 | C-Mount | 8.8×7×5.1 | 6.4×4.8 | 4.4×3.3 | φ40×147
MH11201B | 230 | 54936.9375 | Non-Coaxial | 1.1" | 2x | 2 | 110mm | 10-22 | 0.1 | ﹤0.03° | ﹤0.03% | 504.3937 | 3.36um | 158.2 | C-Mount | 8.8×7×5.1 | 6.4×4.8 | 4.4×3.3 | φ40×140.7
MH11301A | 230 | 54936.9375 | Coaxial | 1.1" | 3x | 3 | 110mm | 12.8-40 | 0.115 | ﹤0.05° | ﹤0.05% | 0.064 | 2.92um | 184.7 | C-Mount | 5.8×4.7×3.4 | 4.2×3.2 | 2.9×2.2 | φ40×167.14
MH11301B | 230 | 54936.9375 | Non-Coaxial | 1.1" | 3x | 3 | 110mm | 12.8-40 | 0.115 | ﹤0.05° | ﹤0.05% | 0.064 | 2.92um | 178.3 | C-Mount | 5.8×4.7×3.4 | 4.2×3.2 | 2.9×2.2 | φ40×160.74
MH11401A | 230 | 54936.9375 | Coaxial | 1.1" | 4x | 4 | 110mm | 16.8-40 | 0.117 | ﹤0.03° | ﹤0.05% | 0.04725 | 2.87um | 197.1 | C-Mount | 4.4×3.5×2.5 | 3.2×2.4 | 2.2×1.65 | φ40×179.64
MH11401B | 230 | 54936.9375 | Non-Coaxial | 1.1" | 4x | 4 | 110mm | 16.8-40 | 0.117 | ﹤0.03° | ﹤0.05% | 0.04725 | 2.87um | 190.4 | C-Mount | 4.4×3.5×2.5 | 3.2×2.4 | 2.2×1.65 | φ40×172.91
Standard Telecentric A/B Series with Chiopt Logo, C/D Series without Chiopt Logo
65MP Telecentric Lens List
Model name | USD | List Price | Illumination Type | Sensor | Magnification | 倍率 | WD | F.NO | Nd | Telecentricity | TV distortion | DOF(mm) | Object-Side Resolution | TTL | Mount | Flange distance | FOV(D×H×V) | Size | Coating band
TC7730A | 2500 | 597140.625 | Coaxial | φ44 | 3x | 3 | 74.08mm | 11.4-32 | 0.13 | ﹤0.03° | ﹤0.03% | 0.057 | 3um | 512.13 | M58×P0.75 | 11.48 | 14.43×11.99×8 | φ80×500.65 | 420-680nm
TC11301D | 3000 | 716568.75 | Non-Coaxial | φ44 | 3x | 3 | 110mm | 9-88 | 0.17 | ﹤0.05° | ﹤0.05% | 0.045 | 2um | 314 | M58×P0.75 | 11.48 | 14.4×12×8 | φ65×302.51 | 420-680nm
TC11401D | 3000 | 716568.75 | Non-Coaxial | φ44 | 4x | 3 | 110mm | 12-88 | 0.17 | ﹤0.05° | ﹤0.05% | 0.06 | 2um | 340.4 | M58×P0.75 | 11.48 | 10.8×9×6 | φ65×328.92 | 420-680nm
Non-Standard Telecentric Lens List
Model name | USD | List Price | Illumination Type | Sensor | Magnification | WD | WD | F.NO | Nd | Telecentricity | TV distortion | DOF(mm) | Object-Side Resolution | TTL | Mount | FOV(D×H×V) | Size | Weight（g)
MV20012B | 480 | 114651 | Non-Coaxial | 1/1.8" | 0.123x | 0.123 | 200mm | 4.6 | 0.013 | 0.08° | ﹤0.05% | 13.6823 | 25.81um | 190.16 | C-Mount | 70.7×57.3×43 | φ98×170.6
TC0501A | 530 | 126593.8125 | Non-Coaxial | 2/3" | 0.188x | 0.188 | 167mm | 6.8-40 | 0.0138 | 0.08° | 0.014% | 8.6578 | 24.31um | 244.7 | C-Mount | 58.46×46.86×35.16 | φ76×227.17 | 766.96
MH27022D | 930 | 222136.3125 | Non-Coaxial | 2/3" | 0.2x | 0.2 | 275mm | 8.8 | 0.0115 | ﹤0.05° | ﹤0.05% | 9.9 | 29.17um | 198.92 | C-Mount | 54.8×43.8×32.8 | φ80×181.4
MV20023B | 480 | 114651 | Non-Coaxial | 2/3" | 0.23x | 0.23 | 200mm | 6.8 | 0.017 | 0.05° | ﹤0.05% | 5.7845 | 19.74um | 180.7 | C-Mount | 47.8×38.2×28.7 | φ74×163.2
MV30041D | 480 | 114651 | Non-Coaxial | 2/3" | 0.4x | 0.4 | 300mm | 8 | 0.024 | ﹤0.05° | 0.1% | 2.25 | 14um | 172.1 | C-Mount | 27.3×20.9×17.6 | φ52×154.4
MV35041D | 480 | 114651 | Non-Coaxial | 2/3" | 0.4x | 0.4 | 350mm | 11.8 | 0.023 | ﹤0.03° | 0.05% | 3.3187 | 15um | 193.6 | C-Mount | 27.3×20.9×17.6 | φ52×176
TC2275A | 480 | 114651 | Coaxial | 2/3" | 0.75x | 0.75 | 220mm | 10 | 0.037 | ﹤0.03° | ﹤0.02% | 0.8 | 9.07um | 156.5 | C-Mount | 14.6×11.7×8.8 | φ36×139.2 | 159.76
TC2275B | 480 | 114651 | Non-Coaxial | 2/3" | 0.75x | 0.75 | 220mm | 10 | 0.037 | ﹤0.03° | ﹤0.02% | 0.8 | 9.07um | 154.3 | C-Mount | 14.6×11.7×8.8 | φ39×136.75
MH32011A |  |  | Non-Coaxial | 1.1" | 0.1x | 0.1 | 320mm | 4.4-22 | 0.011 | ﹤0.05° | ﹤0.05% | 19.8 | 30.5um | 423 | C-Mount | 176×141.8×103.7 | φ220×405.5
MH27021D | 800 | 191085 | Non-Coaxial | 1.1" | 0.2x | 0.2 | 275mm | 8.8 | 0.0115 | ﹤0.06° | ﹤0.05% | 9.9 | 29.17um | 198.92 | C-Mount | 88×70.8×50.8 | φ108×181.4 | 900
TC0527A | 530 | 126593.8125 | Non-Coaxial | 1" | 0.275x | 0.275 | 260mm | 6.8-40 | 0.022 | ﹤0.05° | ﹤0.1% | 4.0463 | 15.25um | 185 | C-Mount | 58.04×46.43×34.82 | φ84.5×167.47 | 504.45 | M82×P0.75 | /
TC0527D | 530 | 126593.8125 | Coaxial | 1" | 0.275x | 0.275 | 260mm | 6.8-40 | 0.022 | ﹤0.05° | ﹤0.1% | 3.5702 | 15.25um | 185.7 | C-Mount | 58.04×46.43×34.82 | φ84.5×173.17 |  | M82×P0.75 | /
TC1531A | 350 | 83599.6875 | Coaxial | 1.1" | 0.31x | 0.31 | 150mm | 8.0-22 | 0.02 | ﹤0.05° | 0.03% | 3.7461 | 16.78um | 247.2 | C-Mount | 57.2×45.7×33.5 | φ76×229.65
TC1531B | 350 | 83599.6875 | Non-Coaxial | 1.1" | 0.31x | 0.31 | 150mm | 6.0-22 | 0.023 | ﹤0.05° | 0.03% | 3.7461 | 14.59um | 242.68 | C-Mount | 57.2×45.7×33.5 | φ76×225.16
MH20034B | 480 | 114651 | Non-Coaxial | 1.1" | 0.345x | 0.345 | 200mm | 8.2 | 0.021 | ﹤0.07° | ﹤0.05% | 3.1002 | 15.98um | 194.4 | C-Mount | 50.8×41.1×30 | φ77×176.9
TC0503A | 530 | 126593.8125 | Non-Coaxial | 1" | 0.367x | 0.367 | 184.4mm | 5.9 | 0.0167 | 0.08° | ﹤0.1% | 1.9712 | 20.09um | 244.8 | C-Mount | 43.6×34.9×26.7 | φ67×227.27 | 518.6 | / | ﹥98%
TC0503B | 530 | 126593.8125 | Non-Coaxial | 1" | 0.367x | 0.367 | 184.4mm | 2.8 | 0.0035 | 0.08° | ﹤0.1% | 0.93549 | 95.86um | 244.8 | C-Mount | 43.6×34.9×26.7 | φ67×227.27 |  | / | ﹥98%
TC1537A | 350 | 83599.6875 | Coaxial | 1.1" | 0.37x | 0.37 | 150mm | 5.6-22 | 0.027 | ﹤0.05° | ﹤0.05% | 1.8408 | 12.43um | 251.6 | C-Mount | 48×38×28.6 | φ76×232.5 | 665.52
TC1537B | 350 | 83599.6875 | Non-Coaxial | 1.1" | 0.37x | 0.37 | 150mm | 5.6-22 | 0.027 | ﹤0.05° | ﹤0.05% | 1.8408 | 12.43um | 245.6 | C-Mount | 47.4×38.2×28 | φ76×228
MH35042A | 480 | 114651 | Non-Coaxial | 1.1" | 0.421x | 0.421 | 355mm | 6.0-40 | 0.035 | ﹤0.05° | ﹤0.05% | 1.5233 | 9.59um | 219.1 | C-Mount | 43.2×30.4×30.4 | φ84×201.6
MH12051B | 530 | 126593.8125 | Non-Coaxial | 1.1" | 0.5x | 0.5 | 124mm | 7.4-22 | 0.034 | / | ﹤0.05% | 1.08 | 7um | 754 | C-Mount | 35.2×28.3×20.7 | φ52×136.43
MH11055C | 350 | 83599.6875 | Coaxial | 1.1" | 0.55x | 0.55 | 110mm | 6.8 | 0.035 | ﹤0.05° | ﹤0.05% | 1.0116 | 9.59um | 150.5 | C-Mount | 32×25.6×18.6 | φ48×132.8
MH11055F | 350 | 83599.6875 | Non-Coaxial | 1.1" | 0.55x | 0.55 | 110mm | 12 | 0.035 | ﹤0.05° | ﹤0.05% | 1.7851 | 9.59um | 145.8 | C-Mount | 32×25.6×18.6 | φ48×128.2
TC2403A |  |  | Non-Coaxial | φ28.2 | 0.367x | 0.367 | 240mm | 6.0-40 | 0.03 | ﹤0.03° | ﹤-0.062% | 2.0046 | 11.18um | 235 | M42×P1 | 76.9×61.52×46.14 | φ99×219 | 1150
TC2105A |  |  | Non-Coaxial | φ28.7 | 0.42x | 0.42 | 210mm | 6.0-40 | 0.035 | ﹤0.05° | 0.05% | 1.5306 | 9.59um | 235 | M42×P1 | 67.14×53.57×40.23 | φ90×219 | 1250
TC2205A |  |  | Non-Coaxial | φ33 | 0.55x | 0.55 | 220mm | 6.0-40 | 0.045 | ﹤0.05° | ﹤0.08% | 0.89256 | 7.46um | 253.8 | M42×P1 | 59.2×40.9×30.6 | φ88×237.8
TC22055A |  |  | Non-Coaxial | φ29 | 0.55x | 0.55 | 220mm | 6.8-22 | 0.04 | ﹤0.05° | ﹤0.05% | 1.0116 | 8.5um | 229 | M42×P1 | 51.8×41.4×31 | φ78×217.6
TC2207A |  |  | Non-Coaxial | φ28.5 | 0.6875x | 0.6875 | 220mm | 6.0-40 | 0.058 | ﹤0.05° | ﹤0.02% | 0.57124 | 5.78um | 256 | M42×P1 | 41.4×33.1×24.8 | φ80×240 | 1002.32
TC1507A |  |  | Non-Coaxial | φ33 | 0.73x | 0.73 | 150mm | 6.8-22 | 0.053 | ﹤0.05° | ﹤0.05% | 0.50666 | 8um | 246 | M58（11.48） | 39×31.2×23.4 | φ70×234.5

## Specialized Lens
360°IMAGING SYSTEM(OUTER SURFACE)LENS
Model name | USD | List Price | Sensor | Max image size | F.NO | WD | Measurement of Object Diameter | Measurement of Height | WD | F.NO | Mount | Size | Weight（g)
RF3601A | 850 | 203027.8125 | 1/3" | φ3.6 | 6.0-16 | 19-46.2 | 7.5 | 4.6 | 46.2 | 16 | C-Mount | φ136.9×97.05 | 764.3
[7 empty] | 15 | 10.9 | 34.5 | 10
[7 empty] | 25 | 19.54 | 19 | 6
RF3602A | 850 | 203027.8125 | 1/1.8" | φ5.32 | 8.0-16 | 9-45.4 | 7.5 | 5.3 | 45.4 | 16 | C-Mount | φ136.9×99.04 | 769.4
[7 empty] | 15 | 11.86 | 33.8 | 12
[7 empty] | 30 | 25 | 9 | 8
RF3603A | 850 | 203027.8125 | 2/3" | φ6.6 | 8.0-16 | 14-48.2 | 7.5 | 4 | 48.2 | 16 | C-Mount | φ136.9×85.75 | 758.5
|  | 0 |  |  |  |  | 15 | 10.6 | 36.8 | 12
|  | 0 |  |  |  |  | 30 | 23.4 | 14 | 8
RF3604A | 850 | 203027.8125 | 1/1.8" | φ5.32 | 8.0-16 | 9-50 | 4.5 | 2.7 | 50 | 16 | C-Mount | φ136.9×115.64 | 786.6
|  | 0 |  |  |  |  | 15 | 11.86 | 33.8 | 12
|  | 0 |  |  |  |  | 30 | 25 | 9 | 8
RF3605A | 850 | 203027.8125 | 1/3" | φ3.6 | 6.0-16 | 9.7-46.5 | 7.5 | 6.4 | 46.5 | 16 | C-Mount | φ136.9×153 | 817.3
|  | 0 |  |  |  |  | 15 | 12.8 | 34.7 | 10
|  | 0 |  |  |  |  | 30 | 25.6 | 9.7 | 6
RF3608A | 1500 | 358284.375 | 1.1" | φ8.8 | 16 | 5.13-65.13 | 42 | 39.7 | 65.13 | 16 | C-Mount | φ136.9×123.05
[7 empty] | 43.4 | 47.8 | 55.13 | 16
[7 empty] | 44.2 | 51.16 | 50.13 | 16
[7 empty] | 50.2 | 80.37 | 5.13 | 16
B model paired with a ring light source, C model paired with a ring light source and controller
RF3602C1 paired with a strobe light source + controller
360°IMAGING SYSTEM (INNER SURFACE) LENS
Model name |  |  | Sensor | Max image size | F.NO | FOV | Wavelength | Measurement of Object Diameter | Measurement of Height | WD | Light Source | Mount | Size | Weight（g)
RF3651B | 750 | 179142.1875 | 1/3" | φ3.6 | 14 | 62° | 420-1150nm | 25 | 12.4 | / | Built-in Light Source | C-Mount | φ28×194.174
[8 empty] | 65 | 36.8
[8 empty] | 100 | 58.2
RF3652B | 650 | 155256.5625 | 2/3" | φ6.6 | 8 | 82° | 450-650nm | 5 | 5 | 2.7 | External Light Source | C-Mount | φ33.6×111.9 | 129
[8 empty] | 60 | 61.4 | 35
[8 empty] | 120 | 123 | 70
RF3654A | 1020 | 243633.375 | 2/3" | φ6.6 | / | / | 450-650nm | 4.5 | 2.7 | 2.3 | Built-in Light Source | C-Mount | φ33.6×83.46
[8 empty] | 20 | 20 | 12.6
[8 empty] | 40 | 40 | 25.8
RF3651B with built-in light source + controller
RF3652C paired with a ring light source, RF3652C1 paired with a ring light source + controller
360° IMAGING LENS (EIGHT MIRRORS) LENS
Model name |  |  | Sensor | Max image size | F.NO | WD | / | Measurement of Object Diameter | Measurement of Height | WD | Mount | Flange distance
RF24001A | 3000 | 716568.75 | 2/3" | φ6.6 | 6.0-16 | 16.9-58.86 | Interior and Exterior Wall Inspection | 5-70 | ﹤39 | 16.9-58.86 | C-Mount | 17.526
RF27021A | 3000 | 652500 | Full Frame | φ17.6 | 6.8 | 10-78 | Interior Wall Inspection | 8 | 5 | 12-40 | M58×P0.75 | 11.48
[8 empty] | 40 | 31 | 63
[8 empty] | 65 | 21 | 78
[7 empty] | Exterior Wall Inspection | 12 | 33 | 45
[8 empty] | 45 | 33 | 27
[8 empty] | 70 | 10 | 10
RF24001A and RF27021A come with built-in light sources and do not include controllers.
360 DEGREE APPEARANCE INSPECTION BOX EQUIPMENT
Model name |  |  | Sensor | Focus length | Lens diameter | FOV Angle |  | Measurement of Object Diameter | Measurement of Height | WD | Mount | Size
RF3607B | 1500 | 358284.375 | 1" | 16mm | φ38±0.03 | 49.54°×39.63°×29.72° |  | ﹤75 | ﹤175 | 196.9±0.2 | C-Mount | 322×306×229
RF3607 comes with a built-in light source and does not include a controller.
Swir Lens
Model name |  |  | Focus length | Max image size | F.NO | TV distortion | Wavelength | Magnification range | MOD | Flange distance | Mount | Size
IR1202A | 600 | 143313.75 | 12mm | 1.1" | 1.4-16 | ﹤2% | 750-1400nm | 0.0292x-0.0121x | 0.4m | 17.526 | C-Mount | φ64×（63.02-63.33）
IR2502A | 350 | 83599.6875 | 25mm | φ12.6 | 0.9-16 | ﹤0.1% | 900-1700nm | 0.05x-0.141x | 0.2m | 17.526 | C-Mount | φ50.8×39.3
IR2516A | 400 | 95542.5 | 25mm | 1.1" | 2.8-22 | ﹤0.1% | 900-1700nm | 0.005x-0.221x | 0.1m | 17.526 | C-Mount | φ37×（78-82）
IR3502A | 400 | 95542.5 | 35mm | 2/3" | 1.4-16 | ﹤0.8% | 900-1700nm | 0.037x-0.213x | 0.15m | 17.526 | C-Mount | φ39.8×43.7
IR5002A | 400 | 95542.5 | 50mm | 2/3" | 1.4-C | ﹤0.8% | 900-1700nm | 0.025x-0.177x | 0.3m | 17.526 | C-Mount | φ39.6×57
HC5005N | 400 | 95542.5 | 50mm | 1" | 1.4-16 | 0.1% | 900-1700nm | 0.05x-0.163x | 0.3m | 17.526 | C-Mount | φ52×55.3
VISIBLE-NEAR INFRARED LENS
Model name |  |  | Focus length | Sensor | F.NO | TV distortion | Wavelength | MOD | Flange distance | Mount | Filter thread | 1/2" Angle | 1/4" Angle | Size | Weight（g)
VI1202A | 500 | 119428.125 | 12mm | 1/2" | 1.8-16 | ﹤0.3% | 400-1700nm | 0.1m、0.108x | 17.526 | C-Mount | M28.5×P0.5 | 29.02°×23.32° | 14.67°×11.66° | φ32.7×45.54（min） | 78
VI1602A | 500 | 119428.125 | 16mm | 1/2" | 1.8-16 | ﹤0.4% | 400-1700nm | 0.1m、0.141x | 17.526 | C-Mount | M28.5×P0.5 | 22.44°×17.98° | 11.48°×9.1° | φ33.5×44.65 | 88
VI2502A | 500 | 119428.125 | 25mm | 1/2" | 1.8-16 | ﹤0.4% | 400-1700nm | 0.1m、0.263x | 17.526 | C-Mount | M28.5×P0.5 | 13.44°×10.77° | 6.96°×5.52° | φ35×44 | 93
VI3502A | 500 | 119428.125 | 35mm | 1/2" | 1.8-16 | ﹤0.14% | 400-1700nm | 0.1m、0.372x | 17.526 | C-Mount | M28.5×P0.5 | 7.51°×5.94° | 3.37°×2.59° | φ36×59.5 | 118.6
UV Lens
Model name |  |  | Focus length | Sensor | F.NO | TV distortion | Wavelength | MOD | Flange distance | Mount | Filter thread | 2/3" Angle | 1/2" Angle | 1/3" Angle | Size
UV2501A | 2000 | 477712.5 | 25mm | 2/3" | 2.0-11 | ﹤0.5% | 240-1000nm | 0.1m、0.24x | 17.526 | C-Mount | M43×P0.75 | 14.9°×11.2° | 10.8°×8.1° | 8.1°×6.1° | φ47.4×62.71
3CMOS lens
Model name |  |  | Focus length | Max image size | F.NO | TV distortion | Relative Illuminance | Image-Side Resolution | FOV | Magnification range | WD | Flange distance | Mount | Filter thread | Size
TD1218A | 800 | 191085 | 12mm | φ9 | 1.8-11 | ﹤0.3% | 90% | 3.45um | 41°（D） | / | 0.1m - ∞ | 17.526 | C-Mount | M27×P0.5 | φ35×58.8
TD1618A | 550 | 131370.9375 | 16mm | φ9 | 1.8-16 | ﹤0.3% | 90% | 3.45um | 30.7°×24.9°×18.8° | / | 0.1m - ∞ | 17.526 | C-Mount | M30.5×P0.5 | φ35×46.6
TD2518A | 550 | 131370.9375 | 25mm | φ9 | 1.8-16 | ﹤0.3% | 90% | 3.45um | 20.4°（D） | / | 0.1m - ∞ | 17.526 | C-Mount | M34×P0.5 | φ42.8×（52-58.5）
TD2803A | 380 | 90765.375 | 28mm | φ30 | 2.8-22 | ﹤0.2% | 80% | 7um | 55° | 0.014x-0.066x | 0.4m-2m | 46.5 | F-Mount | M62×P0.75 | φ64×93.9
TD2803B is a derivative model of TD2803A, featuring a Mount M52×P0.75 and a flange distance of 46.5.
SCHEIMPFLUG LENS
Model name |  |  | Focus length | Sensor | F.NO | TV distortion | MOD | Mount |  | Filter thread | 1.1" Angle | 1" Angle | 2/3" Angle | Size | Weight（g) | 重量（g)
FA1225SM | 420 | 100319.625 | 12mm | 1.1" | 2.8-22 | ﹤0.3% | ±5° | SM-Mount（CS-Mount，φ27.9） |  | 0.1m、0.1055x | M46×P0.75 | 60.66°×46.5° | 50°× 50° | 38.6°× 33° | φ68×83.73 | 258
FA1616SM | 250 | 59714.0625 | 16mm | 1.1" | 2.8-22 | ﹤0.5% | ±5° | SM-Mount（C-Mount，φ27.9） |  | 0.1m、0.148x | M35.5×P0.5 | 46.3°×36° | 43.6°×33.4° | 30.8°×23.3° | φ68×84 | 220
FA2516SM | 250 | 59714.0625 | 25mm | 1.1" | 2.8-22 | ﹤0.1% | ±5° | SM-Mount（C-Mount，φ27.9） |  | 0.1m、0.221x | M35.5×P0.5 | 30.4°×23° | 27.6°×20.9° | 19.2°×14.5° | φ68×（82.6-88） | 211
FA2525SM | 350 | 83599.6875 | 25mm | 1.1" | 2.8-22 | ﹤0.1% | ±10° | SM-Mount（C-Mount，φ27.9） |  | 0.1m、0.24x | M30.5×P0.5 | 31.6°×24.2° | 28.8°×22.1° | 20.4°×15.6° | φ68×（63.8-68.2）
FA3516SM | 250 | 59714.0625 | 35mm | 1.1" | 2.8-22 | ﹤0.02% | ±5° | SM-Mount（C-Mount，φ27.9） |  | 0.2m、0.1805x | M35.5×P0.5 | 22.6°×17° | 20.6°×15.45° | 14.3°×10.7° | φ68×53.6 | 134
The SCHEIMPFLUG lens interface is of the bayonet type, compatible with a camera interface with an outer diameter of φ27.9mm. The Mount size can be customized and modified according to requirements.
SCHEIMPFLUG CAMERA
Model name |  |  | Scheimpflug Angle | Vernier Caliper Scale | Lens Outer Diameter | Mount | Sensor | Resolution
EXCSM15A | 250 | 59714.0625 | ±15° | 0.6mm | ﹤φ70 | C-Mount | / | /
EXCSM15B | 800 | 191085 | ±15° | 0.6mm | ﹤φ70 | C-Mount | 1/1.8" | 1.3MP
EXCSM15C | 1250 | 298570.3125 | ±15° | 0.6mm | ﹤φ70 | C-Mount | 2/3" | 5MP
EXCSM15D | 2300 | 549369.375 | ±15° | 0.6mm | ﹤φ70 | C-Mount | 1" | 8.9MP
EXCSM15G |  |  | ±15° | 0.6mm | ﹤φ70 | C-Mount | 1.1" | 12MP
Zoom Microscope Lens
Model name |  |  | Illumination Type | Max image size | Magnification | WD | Resolution | Numerical Aperture | Zoom Method | Focus Method | Mount | Flange distance | Size
ZM0434A | 350 | 83599.6875 | Coaxial | φ6.3 | 0.42x-3.15x | 69.5 | 3um-18um | 0.024-0.098 | Manual | Manual | C-Mount | 17.526 | φ47.35×212.79
ZM0434B | 200 | 47771.25 | Non-Coaxial | φ6.3 | 0.315x-2.36x | 104.1 | 24um-4um | 0.018-0.074 | Manual | Manual | C-Mount | 17.526 | φ35×181.79
Zoom Telecentric Lens
Model name |  |  | Illumination Type | Sensor | Magnification | WD | Numerical Aperture | Telecentricity | TV distortion | Object Resolution | TTL | Mount | Focus Method | Size | Weight（g)
TC6552A |  |  | Coaxial | 2/3" | 0.5x-2x | 65mm | 0.04 | 0.05° | 0.05% | 8um | 204.82 | C-Mount | Manual | φ49.2×187.3 | 560.64
TC6552B |  |  | Coaxial | 2/3" | 0.5x-2x | 65mm | 0.04 | 0.05° | 0.05% | 8um | 204.82 | C-Mount | Autofocus | φ68×187.3
Model name |  |  | Illumination Type | Sensor | Magnification | WD | F.NO | nd | Telecentricity | TV distortion | Relative Illuminance | Object Resolution | DOF(mm) | TTL | Filter thread | Size | Weight（g)
ZM0308C | 900 | 214970.625 | Non-Coaxial | 1.1" | 0.3x-0.8x | 110mm | 2.7-7.2 | 0.055 | 3.4°-8.5° | ﹤0.2% | ﹥80% | 6.1um | 1.2-0.43 | 212.416 | M43×P0.75 | φ76×205.89
MOTORIZED BI-TELECENTRIC LENS
Model name |  |  | Illumination Type | Sensor | Magnification | F.NO | WD | Numerical Aperture | Telecentricity | TV distortion | Relative Illuminance | TTL | Mount | voltage | Communication method | Speed range | Motion precision | Response time | Controller
TC1105M | 1500 | 358284.375 | Non-Coaxial | 1.1" | 0.5x | 5.6-22 | 108.4±8mm | 0.045 | 0.03° | ﹤0.1% | ﹥90% | 196.2 | C-Mount | 12V | RS232 | 80-120RPM | ±0.02° | ﹤1ms | Internal Controller
ULTRA HIGH RESOLUTION LINE SCAN LENS
Model name |  |  | Focus length | Max image size | F.NO | TV distortion | FOV | Magnification range | Standard magnification | WD | O/I | Flange distance | Mount | Filter thread | Size
LH1635A |  |  | 100mm | φ82 | 1.6-22 | ﹤0.01% | 26.6° | 3.35x-3.65x | 3.5x | 48.4 | 551.79 | 394.8 | V-Mount（φ64） | M58×P0.75 | φ74*158
1/1.8" 5MP M12 Mount Lens
Model name |  |  | Focus length | Sensor | F.NO | TV distortion | Relative Illuminance | MOD | TTL | Mount | 1/1.8" Angle | 1/3" Angle | Size | Weight（g)
FS0305A | 20 | 4777.125 | 3.37mm | 1/2" | 2.8 | ﹤1% | 78% | 0.1m、0.032x | 23.7-24.3 | M12×P0.5 | 86°×70°（1/2") | 70°×50° | φ18.8×17.65 | 7.7
FS0605A | 20 | 4777.125 | 6mm | 1/1.8" | 2.8 | ﹤0.5% | 60% | 0.1m、0.058x | 28.4-28.9 | M12×P0.5 | 60.6°×46.6° | 42.4°×32.4° | φ20×20.73 | 8.7
FS0805A | 20 | 4777.125 | 8mm | 1/1.8" | 2.8 | ﹤0.3% | 60% | 0.12m、0.067x | 24.9-25.5 | M12×P0.5 | 47°×35.6° | 32.3°×24.6° | φ17×18.34 | 6.2
FS1205A | 20 | 4777.125 | 12mm | 1/1.8" | 2.8 | ﹤0.2% | 68% | 0.1m、0.12x | 25.4-26.9 | M12×P0.5 | 32.8°×24.5° | 22.2°×16.7° | φ15.4×19.37 | 5.9
FS1605A | 20 | 4777.125 | 16mm | 1/1.8" | 2.8 | ﹤0.1% | 80% | 0.1m、0.184x | 19.3-22.2 | M12×P0.5 | 24.4°×18.4° | 17.1°×12.3° | φ14×13.78 | 3.7
FS2505A | 20 | 4777.125 | 25mm | 1/1.8" | 2.8 | ﹤0.05% | 75% | 0.2m、0.14x | 26.2-29.3 | M12×P0.5 | 15.6°×11.5° | 10.5°×7.8° | φ14×19.50 | 4.8
MAGNIFYING LENS
Model name |  |  | Magnification | Sensor | Mouth | Coating Wavelength Range
BA1501A | 35 | 8359.9688 | 1.5x | 2/3" | C-Mount | 420-1150nm
BA2001A | 25 | 5971.4062 | 2x | 2/3" | C-Mount | 420-1150nm

## Microscope Lens
Objective Lens List
Model name |  | List Price | Focus length | Sensor | Magnification | WD | Numerical Aperture | Object resolution | DOF | Wavelength | Objective Mount | 1.4"FOV(H×V) | 1.1"FOV(H×V) | 2/3"FOV(H×V) | 1/2"FOV(H×V) | Size
CA20005A | 900 | 214970.625 | 200mm | 1.4" | 1x | 14.5mm | 0.05 | 6.71um | 110um | 420-680nm | M26×P0.706 | 19.08×13.08 | 14.1×10.6 | 8.8×6.6 | 6.4×4.8 | φ36.8×80.5
CA10007A | 900 | 214970.625 | 100mm | 1.4" | 2x | 34.5mm | 0.07 | 4um | 200um | 420-680nm | M26×P0.706 | 9.54×6.54 | 7.05×5.3 | 4.4×3.3 | 3.2×2.4 | φ33×60.5
CAIR10007A | 900 | 214970.625 | 100mm | 1.4" | 2x | 34.5mm | 0.07 | 4um | 200um | 420-1100nm | M26×P0.706 | 9.54×6.54 | 7.05×5.3 | 4.4×3.3 | 3.2×2.4 | φ33×60.5
CA4021A | 900 | 214970.625 | 40mm | 1.4" | 5x | 35.1mm | 0.21 | 1.3um | 6.2um | 420-1064nm | M26×P0.706 | 3.8×2.6 | 2.82×2.12 | 1.76×1.32 | 1.28×0.96 | φ39.6×59.9
CA2045A | 2000 | 477712.5 | 20mm | 1.4" | 10x | 15mm | 0.45 | 0.61um | 1.36um | 420-680nm | M26×P0.706 | 1.9×1.3 | 1.41×1.06 | 0.88×0.66 | 0.64×0.48 | φ56×80
CA1045A | 1500 | 358284.375 | 10mm | 1.4" | 20x | 20mm | 0.45 | 0.75um | 2.47um | 420-1100nm | M26×P0.706 | 0.954×0.65 | 0.705×0.53 | 0.44×0.33 | 0.32×0.24 | φ38.6×75
CA0467A | 2000 | 477712.5 | 4mm | 1.4" | 50x | 10mm | 0.67 | 0.41um | 0.61um | 420-1100nm | M26×P0.706 | 0.38×0.26 | 0.28×0.21 | 0.17×0.13 | 0.128×0.09 | φ40.5×85
CA2030A | 2500 | 597140.625 | 20mm | Full Frame | 10x | 25mm | 0.3 | 0.92um | 3.06um | 420-680nm | M26×P0.706 | 3.6×2.4（Full Frame） |  |  |  | φ38×70
CAIR2030A | 2500 | 597140.625 | 20mm | Full Frame | 10x | 25mm | 0.3 | 0.92um | 3.06um | 420-1100nm | M26×P0.706 | 3.6×2.4（Full Frame） |  |  |  | φ38×70
Tube lens List
Model name |  | List Price | Illumination Type | Focus length | Sensor | Magnification | Wavelength | Tube Lens Mount | Tube Length | Flange distance | Mount | 1.4"FOV(H×V) | 1.1"FOV(H×V) | 2/3"FOV(H×V) | 1/2"FOV(H×V) | Size
CT100A | 450 | 107485.3125 | Non-Coaxial | 100mm | 2/3" | 0.5x | 420-680nm | M26×P0.706 | 149.65 | 17.526 | C-Mount | / | / | 17.6×13.2 | 12.8×9.6 | φ54×149.65
CT100B | 650 | 155256.5625 | Coaxial | 100mm | 2/3" | 0.5x | 420-680nm | M26×P0.706 | 149.65 | 17.526 | C-Mount | / | / | 17.6×13.2 | 12.8×9.6 | φ93.5×149.65
CT160A | 500 | 119428.125 | Non-Coaxial | 160mm | 1.4" | 0.8x | 420-680nm | M26×P0.706 | 157.28 | 17.526 | C-Mount | 23.85×16.35 | 17.6×13.25 | 11×8.25 | 8×6 | φ54×147.28
CT160B | 650 | 155256.5625 | Coaxial | 160mm | 1.4" | 0.8x | 420-680nm | M26×P0.706 | 157.28 | 17.526 | C-Mount | 23.85×16.35 | 17.6×13.25 | 11×8.25 | 8×6 | φ93.5×147.28
CT200A | 450 | 107485.3125 | Non-Coaxial | 200mm | 1.1" | 1x | 420-680nm | M26×P0.706 | 161.88 | 17.526 | C-Mount | / | 14.1×10.6 | 8.8×6.6 | 6.4×4.8 | φ50×161.88
CT200B | 600 | 143313.75 | Coaxial | 200mm | 1.1" | 1x | 420-680nm | M26×P0.706 | 161.88 | 17.526 | C-Mount | / | 14.1×10.6 | 8.8×6.6 | 6.4×4.8 | φ91.5×161.88
CT200A1 | 500 | 119428.125 | Non-Coaxial | 200mm | 1.8" | 1x | 420-680nm | M26×P0.706 | 162.9 | 16.5 | M58×P0.75 | 22.2×15.2（1.8") |  |  |  | φ50×162.9
CT200B1 | 600 | 143313.75 | Coaxial | 200mm | 1.8" | 1x | 420-680nm | M26×P0.706 | 162.9 | 16.5 | M58×P0.75 | 22.2×15.2（1.8") |  |  |  | φ91.5×162.9
CT320A | 550 | 131370.9375 | Non-Coaxial | 320mm | 1.4" | 1.6x | 420-680nm | M26×P0.706 | 226.88 | 17.526 | C-Mount | 11.92×8.17 | 8.81×6.62 | 5.5×4.12 | 4×3 | φ50×226.88
CT320B | 600 | 143313.75 | Coaxial | 320mm | 1.4" | 1.6x | 420-680nm | M26×P0.706 | 226.88 | 17.526 | C-Mount | 11.92×8.17 | 8.81×6.62 | 5.5×4.12 | 4×3 | φ91.5×226.88
CT201A | 800 | 191085 | Non-Coaxial | 200mm | Full Frame | 1x | 420-680nm | M26×P0.706 | 161.59 | 46.5 | F-Mount | 36×24（Full Frame） |  |  |  | φ63×161.59
CT201B | 950 | 226913.4375 | Coaxial | 200mm | Full Frame | 1x | 420-680nm | M26×P0.706 | 170.09 | 46.5 | F-Mount | 36×25（Full Frame） |  |  |  | φ113.67×170.09
Industrial Microscope Lens
Model name |  |  | Illumination Type | Sensor | Magnification | WD | Wavelength | Flange distance | Mount | 1.1"FOV(H×V) | 2/3"FOV(H×V) | 1/2"FOV(H×V) | Size
TA202045A |  |  | Non-Coaxial | 1.1" | 10x | 15mm | 420-680nm | 17.526 | C-Mount | 1.41×1.06 | 0.88×0.66 | 0.64×0.48 | φ56×241.88
TA202045B |  |  | Coaxial | 1.1" | 10x | 15mm | 420-680nm | 17.526 | C-Mount | 1.41×1.06 | 0.88×0.66 | 0.64×0.48 | φ94.5×241.88
TA202045A1 |  |  | Non-Coaxial | 1.8" | 10x | 15mm | 420-680nm | 16.5 | M58×P0.75 | 2.22×1.52（1.8") |  |  | φ56×242.9
|  |  |  | CA20005A 1x |  | CA10007A 2x |  | CA4021A 5x |  | CA2045A 10x |  |  | CA1045A 20x |  | CA0467A 50x
|  |  | CT100 0.5x | Mag:0.5x WD:14.5mm 2/3"FOV:17.6×13.2 |  | Mag:1x WD:34.5mm 2/3"FOV:8.8×6.6 |  | Mag:2.5x WD:35.1mm 2/3"FOV:3.52×2.64 |  | Mag:5x WD:15mm 2/3"FOV:1.76×1.32 |  |  | Mag:10x WD:20mm 2/3"FOV:0.88×0.66 |  | Mag:25x WD:10mm 2/3"FOV:0.35×0.26
|  |  | CT160 0.8x | Mag:0.8x WD:14.5mm 1.4"FOV:23.85×16.35 |  | Mag:1.6x WD:34.5mm 1.4"FOV:11.93×8.18 |  | Mag:4x WD:35.1mm 1.4"FOV:4.77×3.27 |  | Mag:8x WD:15mm 1.4"FOV:2.39×1.64 |  |  | Mag:16x WD:20mm 1.4"FOV:1.19×0.82 |  | Mag:40x WD:10mm 1.4"FOV:0.48×0.33
|  |  | CT200 1x | Mag:1x WD:14.5mm 1.1"FOV:14.1×10.6 |  | Mag:2x WD:34.5mm 1.1"FOV:7.05×5.3 |  | Mag:5x WD:35.1mm 1.1"FOV:2.82×2.12 |  | Mag:10x WD:15mm 1.1"FOV:1.41×1.06 |  |  | Mag:20x WD:20mm 1.1"FOV:0.71×0.53 |  | Mag:50x WD:10mm 1.1"FOV:0.28×0.21
|  |  | CT320 1.6x | Mag:1.6x WD:14.5mm 1.4"FOV:11.93×8.18 |  | Mag:3.2x WD:34.5mm 1.4"FOV:5.96×4.09 |  | Mag:8x WD:35.1mm 1.4"FOV:2.39×1.64 |  | Mag:16x WD:15mm 1.4"FOV:1.19×0.82 |  |  | Mag:32x WD:20mm 1.4"FOV:0.6×0.41 |  | Mag:80x WD:10mm 1.4"FOV:0.24×0.16

## Special Lens
Special Lens Price
Model
SOD23110 | 484878.1875
SOD2060 | 618637.6875
SOD1055 | 585197.8125
S12AF-RC3524-25M | 125399.5312
SAF-RC2520-10M | 125399.5312
SAF-RC1620-10M | 125399.5312
SAF-RC0920-10M | 125399.5312
SAF-RC1218-10M | 125399.5312

## Adapter
LENS HOLDER
Model name | Mount | Mount 2 | Length(mm)
LH5420 | V（φ49） | M54×P0.75 | 20
LH6015 | V（φ56） | M60×P0.75 | 10
LH7206 | V（φ64） | M72×P0.75 | 6
FOCUSING RING
Model name | Mount | Mount 2 | min | max | Focus length
MT07 | M54×P0.75 | M72×P0.75 | 44 | 69 | 25
MT08 | V（φ38） | M58×P0.75 | 24 | 45 | 21
MT09 | M60×P0.75 | M72×P0.75 | 44 | 69 | 25
MT14 | F-Mount | M58×P0.75 | / | / | 10.2
MT15 | M72×P0.75 | M72×P0.75 | 43.3 | 68.3 | 25
MT16 | V（φ38） | M72×P0.75 | 40.7 | 64.7 | 24
MT17 | M54×P0.75 | M72×P0.75 | 44 | 69 | 25
MT24 | V（φ38） | V（φ38） | 17.4 | 29.4 | 12
MT17 is a reduced diameter version of MT07.
MT4972 | V（φ49） | M72×P0.75 | 59 | 84 | 25
MT5672 | V（φ56） | M72×P0.75 | 59 | 84 | 25
MT6472 | V（φ64） | M72×P0.75 | 59 | 84 | 25
Directional focusing ring
MT387203 | V（φ38） | M72×P0.75 | 30.95 | 41.45 | 10.5
Dedicated adapter ring for LS6017A
MT567202 | V（φ56） | M72×P0.75 | 34.95 | 43.45 | 8.5
Dedicated adapter ring for MS8025A
Model name | Mount | Mount 2 | Combination Length
MT14-F01 | F Mount | M58×P0.75 | 34.2
MT14-F02 | F Mount | M42×P1 | 34.5
MT14-F04 | F Mount | φ41.5 | 36.2
MT14-F06 | F Mount | M58×P0.75 | 34.5 | Steerable
MT14-F07 | F Mount | M42×P1 | 30.5
EXTENSION RING
Model name | Mount | Mount 2 | Length
AD5810 | M58×P0.75 | M58×P0.75 | 10
AF5825 | M58×P0.75 | M58×P0.75 | 24.82
AD5850 | M58×P0.75 | M58×P0.75 | 50
AD5800 | M58×P0.75 | M58×P0.75 | 100
MS5515B1-506 | M72×P0.75 | M72×P0.75 | 7.55
EX7210 | M72×P0.75 | M72×P0.75 | 10
EX727215 | M72×P0.75 | M72×P0.75 | 15
EX7220 | M72×P0.75 | M72×P0.75 | 20
EX7235 | M72×P0.75 | M72×P0.75 | 35
EX7250 | M72×P0.75 | M72×P0.75 | 50
EX9020 | M90×P1 | M90×P1 | 20
EX9050 | M90×P1 | M90×P1 | 50
EX9520 | M95×P1 | M95×P1 | 20
EX9550 | M95×P1 | M95×P1 | 50
ADAPTER
Model name | Mount | Mount 2 | Length
FS2505A-552 | M12×P0.5 | C-Mount | -
AT4255 | C-Mount | M42×P1 | 5.526
EXC5805 | C-Mount | M58×P0.75 | 5.526
AT5804 | M42×P1 | M58×P0.75 | 4
AT7204 | M42×P1 | M72×P0.75 | 4
AT2510 | M58×P0.75 | C-Mount | 10
AT5809 | M58×P0.75 | F-Mount | 9
AT4275 | M58×P0.75 | M42×P0.75 | 10
AT4210 | M58×P0.75 | M42×P1 | 10
AT4224 | M58×P0.75 | M42×P1 | 24.3
MT05-507 | M58×P0.75 | M72×P0.75 | 2
EX7215 | M58×P0.75 | M72×P0.75 | 15
AT7224 | M58×P0.75 | M72×P0.75 | 24.3
AD7250 | M58×P0.75 | M72×P0.75 | 50
AD7200 | M58×P0.75 | M72×P0.75 | 100
AD9525 | M58×P0.75 | M95×P1 | 25
AD9550 | M58×P0.75 | M95×P1 | 50
AD9500 | M58×P0.75 | M95×P1 | 100
AT5806 | M72×P0.75 | M58×P0.75 | 6
AT9003 | M72×P0.75 | M90×P1 | 3
AT9050 | M72×P0.75 | M90×P1 | 50
AT9503 | M72×P0.75 | M95×P1 | 3
AT9550 | M72×P0.75 | M95×P1 | 50
MT04-513 | V（φ38） | M42×P0.75 | 4.5
MT04-511 | V（φ38） | M42×P1 | 4.5
MT04-508 | V（φ38） | M42×P1 | 6.5
AT4208 | V（φ42.5） | C-Mount | 8.47
AT4214 | V（φ42.5） | M42×P1 | 14
AT5815 | V（φ42.5） | M58×P0.75 | 14.52

## Circular light AR
JL-AR Circular light |  |  |  |  | Light controller
Model | Weight/g | Power | USD | List Price | 2 Channel | 4 Channel
JL-AR4390R | 66 | 1.2W | 33.1667 | 7922.0656 | JL-STS3-7224-2 | JL-STS3-9624-4 | JL-DCV
JL-AR4390G | 66 | 1.8W | 34.9167 | 8340.0641 | JL-STS3-7224-2 | JL-STS3-9624-4 | JL-DCV
JL-AR4390B | 66 | 1.8W | 34.5 | 8240.5406 | JL-STS3-7224-2 | JL-STS3-9624-4 | JL-DCV
JL-AR4390W | 66 | 1.8W | 32.75 | 7822.5422 | JL-STS3-7224-2 | JL-STS3-9624-4 | JL-DCV
JL-AR5490R | 78 | 1.4W | 40.5 | 9673.6781 | JL-STS3-7224-2 | JL-STS3-9624-4 | JL-DCV
JL-AR5490G | 78 | 2.0W | 44.5833 | 10649.0078 | JL-STS3-7224-2 | JL-STS3-9624-4 | JL-DCV
JL-AR5490B | 78 | 2.0W | 44.6667 | 10668.9125 | JL-STS3-7224-2 | JL-STS3-9624-4 | JL-DCV
JL-AR5490W | 78 | 2.0W | 44.5833 | 10649.0078 | JL-STS3-7224-2 | JL-STS3-9624-4 | JL-DCV
JL-AR7090R | 133 | 2.8W | 46.5 | 11106.8156 | JL-STS3-7224-2 | JL-STS3-9624-4 | JL-DCV
JL-AR7090G | 133 | 4.3W | 46.75 | 11166.5297 | JL-STS3-7224-2 | JL-STS3-9624-4 | JL-DCV
JL-AR7090B | 133 | 4.3W | 45.8333 | 10947.5781 | JL-STS3-7224-2 | JL-STS3-9624-4 | JL-DCV
JL-AR7090W | 133 | 4.3W | 45.4167 | 10848.0547 | JL-STS3-7224-2 | JL-STS3-9624-4 | JL-DCV
JL-AR9290R | 216 | 5.2W | 51.5 | 12301.0969 | JL-STS3-7224-2 | JL-STS3-9624-4 | JL-DCV
JL-AR9290G | 216 | 7.5W | 50.5833 | 12082.1453 | JL-STS3-7224-2 | JL-STS3-9624-4 | JL-DCV
JL-AR9290B | 216 | 7.5W | 46.1667 | 11027.1969 | JL-STS3-7224-2 | JL-STS3-9624-4 | JL-DCV
JL-AR9290W | 216 | 7.5W | 47.25 | 11285.9578 | JL-STS3-7224-2 | JL-STS3-9624-4 | JL-DCV
JL-AR12090R | 355 | 10.9W | 81.25 | 19407.0703 | JL-STS3-7224-2 | JL-STS3-9624-4 | JL-DCV
JL-AR12090G | 355 | 13.8W | 76.1667 | 18192.8844 | JL-STS3-7224-2 | JL-STS3-9624-4 | JL-DCV
JL-AR12090B | 355 | 13.8W | 72.8333 | 17396.6969 | JL-STS3-7224-2 | JL-STS3-9624-4 | JL-DCV
JL-AR12090W | 355 | 13.8W | 74.8333 | 17874.4094 | JL-STS3-7224-2 | JL-STS3-9624-4 | JL-DCV
JL-AR15090R | 570 | 11.6W | 139.6667 | 33360.2563 | JL-STS3-7224-2 | JL-STS3-9624-4 | JL-DCV
JL-AR15090G | 570 | 14.5W | 125.25 | 29916.7453 | JL-STS3-7224-2 | JL-STS3-9624-4 | JL-DCV
JL-AR15090B | 570 | 14.5W | 122.4167 | 29239.9859 | JL-STS3-7224-2 | JL-STS3-9624-4 | JL-DCV
JL-AR15090W | 570 | 14.5W | 125.25 | 29916.7453 | JL-STS3-7224-2 | JL-STS3-9624-4 | JL-DCV
JL-AR18090R | 748 | 25W | 150.0833 | 35848.3422 | JL-STS3-7224-2 |  | JL-DCV
JL-AR18090G | 748 | 32W | 141.4167 | 33778.2547 | JL-STS3-7224-2 |  | JL-DCV
JL-AR18090B | 748 | 32W | 136.0833 | 32504.3547 | JL-STS3-7224-2 |  | JL-DCV
JL-AR18090W | 748 | 32W | 141.4167 | 33778.2547 | JL-STS3-7224-2 |  | JL-DCV
JL-AR21090R | 1202.5 | 26W | 266.5 | 63655.1906 | JL-STS3-7224-2 |  | JL-DCV
JL-AR21090B | 1202.5 | 31W | 260 | 62102.625 | JL-STS3-7224-2 |  | JL-DCV
JL-AR21090W | 1202.5 | 31W | 250.8333 | 59913.1094 | JL-STS3-7224-2 |  | JL-DCV
JL-AR3475R | 43 | 1.1W | 31.8333 | 7603.5906 | JL-STS3-7224-2 | JL-STS3-9624-4 | JL-DCV
JL-AR3475G | 43 | 1.5W | 33.3333 | 7961.875 | JL-STS3-7224-2 | JL-STS3-9624-4 | JL-DCV
JL-AR3475B | 43 | 1.5W | 33.5 | 8001.6844 | JL-STS3-7224-2 | JL-STS3-9624-4 | JL-DCV
JL-AR3475W | 43 | 1.5W | 33.4167 | 7981.7797 | JL-STS3-7224-2 | JL-STS3-9624-4 | JL-DCV
JL-AR5075R | 54 | 1.4W | 40.5 | 9673.6781 | JL-STS3-7224-2 | JL-STS3-9624-4 | JL-DCV
JL-AR5075G | 54 | 2W | 41.0833 | 9813.0109 | JL-STS3-7224-2 | JL-STS3-9624-4 | JL-DCV
JL-AR5075B | 54 | 2W | 40.8333 | 9753.2969 | JL-STS3-7224-2 | JL-STS3-9624-4 | JL-DCV
JL-AR5075W | 54 | 2W | 40.6667 | 9713.4875 | JL-STS3-7224-2 | JL-STS3-9624-4 | JL-DCV
JL-AR7075R | 131 | 3.4W | 41.25 | 9852.8203 | JL-STS3-7224-2 | JL-STS3-9624-4 | JL-DCV
JL-AR7075G | 131 | 4.6W | 43.0833 | 10290.7234 | JL-STS3-7224-2 | JL-STS3-9624-4 | JL-DCV
JL-AR7075B | 131 | 4.6W | 38.5 | 9195.9656 | JL-STS3-7224-2 | JL-STS3-9624-4 | JL-DCV
JL-AR7075W | 131 | 4.6W | 38.1667 | 9116.3469 | JL-STS3-7224-2 | JL-STS3-9624-4 | JL-DCV
JL-AR9275R | 188 | 5.2W | 50.0833 | 11962.7172 | JL-STS3-7224-2 | JL-STS3-9624-4 | JL-DCV
JL-AR9275G | 188 | 7.5W | 54.8333 | 13097.2844 | JL-STS3-7224-2 | JL-STS3-9624-4 | JL-DCV
JL-AR9275B | 188 | 7.5W | 49.75 | 11883.0984 | JL-STS3-7224-2 | JL-STS3-9624-4 | JL-DCV
JL-AR9275W | 188 | 7.5W | 49 | 11703.9563 | JL-STS3-7224-2 | JL-STS3-9624-4 | JL-DCV
JL-AR10375R | 246 | 7.7W | 70.9167 | 16938.8891 | JL-STS3-7224-2 | JL-STS3-9624-4 | JL-DCV
JL-AR10375G | 246 | 11W | 71.6667 | 17118.0313 | JL-STS3-7224-2 | JL-STS3-9624-4 | JL-DCV
JL-AR10375B | 246 | 11W | 72.5 | 17317.0781 | JL-STS3-7224-2 | JL-STS3-9624-4 | JL-DCV
JL-AR10375W | 246 | 11W | 71.6667 | 17118.0313 | JL-STS3-7224-2 | JL-STS3-9624-4 | JL-DCV
JL-AR4660R | 55 | 1.5W | 32.5833 | 7782.7328 | JL-STS3-7224-2 | JL-STS3-9624-4 | JL-DCV
JL-AR4660G | 55 | 2.1W | 29.4167 | 7026.3547 | JL-STS3-7224-2 | JL-STS3-9624-4 | JL-DCV
JL-AR4660B | 55 | 2.1W | 29.5833 | 7066.1641 | JL-STS3-7224-2 | JL-STS3-9624-4 | JL-DCV
JL-AR4660W | 55 | 2.1W | 38.1667 | 9116.3469 | JL-STS3-7224-2 | JL-STS3-9624-4 | JL-DCV
JL-AR5460R | 72 | 2.2W | 39.25 | 9375.1078 | JL-STS3-7224-2 | JL-STS3-9624-4 | JL-DCV
JL-AR5460G | 72 | 2.4W | 37.3333 | 8917.3 | JL-STS3-7224-2 | JL-STS3-9624-4 | JL-DCV
JL-AR5460B | 72 | 2.4W | 36.5833 | 8738.1578 | JL-STS3-7224-2 | JL-STS3-9624-4 | JL-DCV
JL-AR5460W | 72 | 2.4W | 35.8333 | 8559.0156 | JL-STS3-7224-2 | JL-STS3-9624-4 | JL-DCV
JL-AR7060R | 106 | 3.6W | 53.3333 | 12739 | JL-STS3-7224-2 | JL-STS3-9624-4 | JL-DCV
JL-AR7060G | 106 | 5.5W | 42.25 | 10091.6766 | JL-STS3-7224-2 | JL-STS3-9624-4 | JL-DCV
JL-AR7060B | 106 | 5.5W | 43.3333 | 10350.4375 | JL-STS3-7224-2 | JL-STS3-9624-4 | JL-DCV
JL-AR7060W | 106 | 5.5W | 43 | 10270.8188 | JL-STS3-7224-2 | JL-STS3-9624-4 | JL-DCV
JL-AR9260R | 171 | 5.8W | 62.5 | 14928.5156 | JL-STS3-7224-2 | JL-STS3-9624-4 | JL-DCV
JL-AR9260G | 171 | 8.4W | 90.8333 | 21696.1094 | JL-STS3-7224-2 | JL-STS3-9624-4 | JL-DCV
JL-AR9260B | 171 | 8.4W | 60.75 | 14510.5172 | JL-STS3-7224-2 | JL-STS3-9624-4 | JL-DCV
JL-AR9260W | 171 | 8.4W | 60.1667 | 14371.1844 | JL-STS3-7224-2 | JL-STS3-9624-4 | JL-DCV
JL-AR12060R | 327 | 9W | 79.9167 | 19088.5953 | JL-STS3-7224-2 | JL-STS3-9624-4 | JL-DCV
JL-AR12060G | 327 | 12.7W | 80.75 | 19287.6422 | JL-STS3-7224-2 | JL-STS3-9624-4 | JL-DCV
JL-AR12060B | 327 | 12.7W | 80.75 | 19287.6422 | JL-STS3-7224-2 | JL-STS3-9624-4 | JL-DCV
JL-AR12060W | 327 | 12.7W | 79.8333 | 19068.6906 | JL-STS3-7224-2 | JL-STS3-9624-4 | JL-DCV
JL-AR18060R | 499 | 15.3W | 138.6667 | 33121.4 | JL-STS3-7224-2 | JL-STS3-9624-4 | JL-DCV
JL-AR18060G | 499 | 21.8W | 143.9167 | 34375.3953 | JL-STS3-7224-2 | JL-STS3-9624-4 | JL-DCV
JL-AR18060B | 499 | 21.8W | 145.75 | 34813.2984 | JL-STS3-7224-2 | JL-STS3-9624-4 | JL-DCV
JL-AR18060W | 499 | 21.8W | 143.9167 | 34375.3953 | JL-STS3-7224-2 | JL-STS3-9624-4 | JL-DCV
JL-AR22060R | 574 | 20W | 259.6667 | 62023.0063 | JL-STS3-7224-2 | JL-STS3-9624-4 | JL-DCV
JL-AR22060G | 574 | 26W | 257.75 | 61565.1984 | JL-STS3-7224-2 |  | JL-DCV
JL-AR22060B | 574 | 26W | 259.6667 | 62023.0063 | JL-STS3-7224-2 |  | JL-DCV
JL-AR22060G | 574 | 26W | 257.75 | 61565.1984 | JL-STS3-7224-2 |  | JL-DCV
JL-AR5445R | 79 | 1.7W | 33 | 7882.2563 | JL-STS3-7224-2 | JL-STS3-9624-4 | JL-DCV
JL-AR5445G | 79 | 2.3W | 32.75 | 7822.5422 | JL-STS3-7224-2 | JL-STS3-9624-4 | JL-DCV
JL-AR5445B | 79 | 2.3W | 33.25 | 7941.9703 | JL-STS3-7224-2 | JL-STS3-9624-4 | JL-DCV
JL-AR5445W | 79 | 2.3W | 33 | 7882.2563 | JL-STS3-7224-2 | JL-STS3-9624-4 | JL-DCV
JL-AR7045R | 107 | 3.2W | 41.6667 | 9952.3438 | JL-STS3-7224-2 | JL-STS3-9624-4 | JL-DCV
JL-AR7045G | 107 | 4.6W | 42.1667 | 10071.7719 | JL-STS3-7224-2 | JL-STS3-9624-4 | JL-DCV
JL-AR7045B | 107 | 4.6W | 42.75 | 10211.1047 | JL-STS3-7224-2 | JL-STS3-9624-4 | JL-DCV
JL-AR7045W | 107 | 4.6W | 42.4167 | 10131.4859 | JL-STS3-7224-2 | JL-STS3-9624-4 | JL-DCV
JL-AR9245R | 173 | 5.5W | 59.8333 | 14291.5656 | JL-STS3-7224-2 | JL-STS3-9624-4 | JL-DCV
JL-AR9245G | 173 | 8.1W | 77.5833 | 18531.2641 | JL-STS3-7224-2 | JL-STS3-9624-4 | JL-DCV
JL-AR9245B | 173 | 8.1W | 57.4167 | 13714.3297 | JL-STS3-7224-2 | JL-STS3-9624-4 | JL-DCV
JL-AR9245W | 173 | 8.1W | 56.6667 | 13535.1875 | JL-STS3-7224-2 | JL-STS3-9624-4 | JL-DCV
JL-AR10045R | 226 | 7.7W | 97.0833 | 23188.9609 | JL-STS3-7224-2 | JL-STS3-9624-4 | JL-DCV
JL-AR10045G | 226 | 11.2W | 71.3333 | 17038.4125 | JL-STS3-7224-2 | JL-STS3-9624-4 | JL-DCV
JL-AR10045B | 226 | 11.2W | 72.4167 | 17297.1734 | JL-STS3-7224-2 | JL-STS3-9624-4 | JL-DCV
JL-AR10045W | 226 | 11.2W | 71.3333 | 17038.4125 | JL-STS3-7224-2 | JL-STS3-9624-4 | JL-DCV
JL-AR15045R | 420 | 12.8W | 149.75 | 35768.7234 | JL-STS3-7224-2 | JL-STS3-9624-4 | JL-DCV
JL-AR15045G | 420 | 16W | 141.4167 | 33778.2547 | JL-STS3-7224-2 | JL-STS3-9624-4 | JL-DCV
JL-AR15045B | 420 | 16W | 145.25 | 34693.8703 | JL-STS3-7224-2 | JL-STS3-9624-4 | JL-DCV
JL-AR15045W | 420 | 16W | 144.5 | 34514.7281 | JL-STS3-7224-2 | JL-STS3-9624-4 | JL-DCV
JL-AR18045R | 638.9 | 21W | 304.9167 | 72831.2516 | JL-STS3-7224-2 | JL-STS3-9624-4 | JL-DCV
JL-AR18045G | 638.9 | 24W | 207.25 | 49502.9578 | JL-STS3-7224-2 | JL-STS3-9624-4 | JL-DCV
JL-AR18045B | 638.9 | 24W | 230.3333 | 55016.5562 | JL-STS3-7224-2 | JL-STS3-9624-4 | JL-DCV
JL-AR18045W | 638.9 | 24W | 207.25 | 49502.9578 | JL-STS3-7224-2 | JL-STS3-9624-4 | JL-DCV
JL-AR24645G | 726.5 | 38.5W | 479.25 | 114471.8578 | JL-STS3-7224-2 |  | JL-DCV
JL-AR24645W | 726.5 | 38.5W | 477.5833 | 114073.7641 | JL-STS3-7224-2 |  | JL-DCV
JL-AR7430R | 102 | 3.1W | 53.0833 | 12679.2859 | JL-STS3-7224-2 | JL-STS3-9624-4 | JL-DCV
JL-AR7430G | 102 | 4.8W | 52.25 | 12480.2391 | JL-STS3-7224-2 | JL-STS3-9624-4 | JL-DCV
JL-AR7430B | 102 | 4.8W | 52.9167 | 12639.4766 | JL-STS3-7224-2 | JL-STS3-9624-4 | JL-DCV
JL-AR7430W | 102 | 4.8W | 52.6667 | 12579.7625 | JL-STS3-7224-2 | JL-STS3-9624-4 | JL-DCV
JL-AR9030R | 123 | 3.4W | 55.75 | 13316.2359 | JL-STS3-7224-2 | JL-STS3-9624-4 | JL-DCV
JL-AR9030G | 123 | 4.8W | 47.1667 | 11266.0531 | JL-STS3-7224-2 | JL-STS3-9624-4 | JL-DCV
JL-AR9030B | 123 | 4.8W | 47.5 | 11345.6719 | JL-STS3-7224-2 | JL-STS3-9624-4 | JL-DCV
JL-AR9030W | 123 | 4.8W | 47.1667 | 11266.0531 | JL-STS3-7224-2 | JL-STS3-9624-4 | JL-DCV
JL-AR10030R | 175 | 6W | 96.75 | 23109.3422 | JL-STS3-7224-2 | JL-STS3-9624-4 | JL-DCV
JL-AR10030G | 175 | 7.4W | 77.0833 | 18411.8359 | JL-STS3-7224-2 | JL-STS3-9624-4 | JL-DCV
JL-AR10030B | 175 | 7.4W | 76.25 | 18212.7891 | JL-STS3-7224-2 | JL-STS3-9624-4 | JL-DCV
JL-AR10030W | 175 | 7.4W | 77.0833 | 18411.8359 | JL-STS3-7224-2 | JL-STS3-9624-4 | JL-DCV
JL-AR12030R | 215 | 8.6W | 70.1667 | 16759.7469 | JL-STS3-7224-2 | JL-STS3-9624-4 | JL-DCV
JL-AR12030G | 215 | 9W | 82.0833 | 19606.1172 | JL-STS3-7224-2 | JL-STS3-9624-4 | JL-DCV
JL-AR12030B | 215 | 9W | 75.25 | 17973.9328 | JL-STS3-7224-2 | JL-STS3-9624-4 | JL-DCV
JL-AR12030W | 215 | 9W | 74.3333 | 17754.9812 | JL-STS3-7224-2 | JL-STS3-9624-4 | JL-DCV
JL-AR15130R | 276 | 8.4W | 118 | 28185.0375 | JL-STS3-7224-2 | JL-STS3-9624-4 | JL-DCV
JL-AR15130G | 276 | 12.1W | 113 | 26990.7563 | JL-STS3-7224-2 | JL-STS3-9624-4 | JL-DCV
JL-AR15130B | 276 | 12.1W | 113.1667 | 27030.5656 | JL-STS3-7224-2 | JL-STS3-9624-4 | JL-DCV
JL-AR15130W | 276 | 12.1W | 112.0833 | 26771.8047 | JL-STS3-7224-2 | JL-STS3-9624-4 | JL-DCV
JL-AR20230R | 350 | 12,4W | 138.75 | 33141.3047 | JL-STS3-7224-2 | JL-STS3-9624-4 | JL-DCV
JL-AR20230G | 350 | 15.5W | 176.75 | 42217.8422 | JL-STS3-7224-2 | JL-STS3-9624-4 | JL-DCV
JL-AR20230B | 350 | 15.5W | 177.9167 | 42496.5078 | JL-STS3-7224-2 | JL-STS3-9624-4 | JL-DCV
JL-AR20230W | 350 | 15.5W | 176.75 | 42217.8422 | JL-STS3-7224-2 | JL-STS3-9624-4 | JL-DCV
JL-AR27530B | 350 | 28.8W | 314.9167 | 75219.8141 | JL-STS3-7224-2 |  | JL-DCV
JL-AR27530W | 350 | 28.8W | 314.5833 | 75140.1953 | JL-STS3-7224-2 |  | JL-DCV
JL-AR7415R | 111 | 4W | 56.6667 | 13535.1875 | JL-STS3-7224-2 | JL-STS3-9624-4 | JL-DCV
JL-AR7415G | 111 | 5W | 44.4167 | 10609.1984 | JL-STS3-7224-2 | JL-STS3-9624-4 | JL-DCV
JL-AR7415B | 111 | 5W | 44.75 | 10688.8172 | JL-STS3-7224-2 | JL-STS3-9624-4 | JL-DCV
JL-AR7415W | 111 | 5W | 45.1667 | 10788.3406 | JL-STS3-7224-2 | JL-STS3-9624-4 | JL-DCV
JL-AR13015R | 257 | 8.8W | 82.25 | 19645.9266 | JL-STS3-7224-2 | JL-STS3-9624-4 | JL-DCV
JL-AR13015G | 257 | 11W | 72.8333 | 17396.6969 | JL-STS3-7224-2 | JL-STS3-9624-4 | JL-DCV
JL-AR13015B | 257 | 11W | 73.6667 | 17595.7438 | JL-STS3-7224-2 | JL-STS3-9624-4 | JL-DCV
JL-AR13015W | 257 | 11W | 72.8333 | 17396.6969 | JL-STS3-7224-2 | JL-STS3-9624-4 | JL-DCV
JL-AR15015R | 298 | 12W | 112.5 | 26871.3281 | JL-STS3-7224-2 | JL-STS3-9624-4 | JL-DCV
JL-AR15015G | 298 | 15W | 118.75 | 28364.1797 | JL-STS3-7224-2 | JL-STS3-9624-4 | JL-DCV
JL-AR15015B | 298 | 15W | 119.5833 | 28563.2266 | JL-STS3-7224-2 | JL-STS3-9624-4 | JL-DCV
JL-AR15015W | 298 | 15W | 118.75 | 28364.1797 | JL-STS3-7224-2 | JL-STS3-9624-4 | JL-DCV
JL-AR17015R | 325 | 12.2W | 90.8333 | 21696.1094 | JL-STS3-7224-2 | JL-STS3-9624-4 | JL-DCV
JL-AR17015G | 325 | 17.3W | 130.75 | 31230.4547 | JL-STS3-7224-2 | JL-STS3-9624-4 | JL-DCV
JL-AR17015B | 325 | 17.3W | 104.5 | 24960.4781 | JL-STS3-7224-2 | JL-STS3-9624-4 | JL-DCV
JL-AR17015W | 325 | 17.3W | 103.5833 | 24741.5266 | JL-STS3-7224-2 | JL-STS3-9624-4 | JL-DCV
JL-AR24015R | 550 | 17.3W | 325.5 | 77747.7094 | JL-STS3-7224-2 | JL-STS3-9624-4 | JL-DCV
JL-AR24015G | 550 | 21W | 321.4167 | 76772.3797 | JL-STS3-7224-2 | JL-STS3-9624-4 | JL-DCV
JL-AR24015B | 550 | 21W | 328.25 | 78404.5641 | JL-STS3-7224-2 | JL-STS3-9624-4 | JL-DCV
JL-AR24015W | 550 | 21W | 319.8333 | 76394.1906 | JL-STS3-7224-2 | JL-STS3-9624-4 | JL-DCV
JL-AR10010R | 149 | 4.5W | 46.25 | 11047.1016 | JL-STS3-7224-2 | JL-STS3-9624-4 | JL-DCV
JL-AR10010G | 149 | 5W | 65.5 | 15645.0844 | JL-STS3-7224-2 | JL-STS3-9624-4 | JL-DCV
JL-AR10010B | 149 | 5W | 70.4167 | 16819.4609 | JL-STS3-7224-2 | JL-STS3-9624-4 | JL-DCV
JL-AR10010W | 149 | 5W | 65.5 | 15645.0844 | JL-STS3-7224-2 | JL-STS3-9624-4 | JL-DCV
JL-AR5600R | 53 | 1.2W | 42.0833 | 10051.8672 | JL-STS3-7224-2 | JL-STS3-9624-4 | JL-DCV
JL-AR5600G | 53 | 1.5W | 44.3333 | 10589.2937 | JL-STS3-7224-2 | JL-STS3-9624-4 | JL-DCV
JL-AR5600B | 53 | 1.5W | 44.4167 | 10609.1984 | JL-STS3-7224-2 | JL-STS3-9624-4 | JL-DCV
JL-AR5600W | 53 | 1.5W | 44.3333 | 10589.2937 | JL-STS3-7224-2 | JL-STS3-9624-4 | JL-DCV
JL-AR8000R | 75 | 1.8W | 29.8333 | 7125.8781 | JL-STS3-7224-2 | JL-STS3-9624-4 | JL-DCV
JL-AR8000G | 75 | 2.1W | 25.3333 | 6051.025 | JL-STS3-7224-2 | JL-STS3-9624-4 | JL-DCV
JL-AR8000B | 75 | 2.1W | 30.5833 | 7305.0203 | JL-STS3-7224-2 | JL-STS3-9624-4 | JL-DCV
JL-AR8000W | 75 | 2.1W | 30.5 | 7285.1156 | JL-STS3-7224-2 | JL-STS3-9624-4 | JL-DCV
JL-AR10100R | 97 | 2.1W | 45.9167 | 10967.4828 | JL-STS3-7224-2 | JL-STS3-9624-4 | JL-DCV
JL-AR10100G | 97 | 3.5W | 47.8333 | 11425.2906 | JL-STS3-7224-2 | JL-STS3-9624-4 | JL-DCV
JL-AR10100B | 97 | 3.5W | 45.75 | 10927.6734 | JL-STS3-7224-2 | JL-STS3-9624-4 | JL-DCV
JL-AR10100W | 97 | 3.5W | 44.8333 | 10708.7219 | JL-STS3-7224-2 | JL-STS3-9624-4 | JL-DCV
JL-AR12000R | 150 | 2.5W | 61.8333 | 14769.2781 | JL-STS3-7224-2 | JL-STS3-9624-4 | JL-DCV
JL-AR12000G | 150 | 3.1W | 68.3333 | 16321.8437 | JL-STS3-7224-2 | JL-STS3-9624-4 | JL-DCV
JL-AR12000B | 150 | 3.1W | 68.5 | 16361.6531 | JL-STS3-7224-2 | JL-STS3-9624-4 | JL-DCV
JL-AR12000W | 150 | 3.1W | 68.3333 | 16321.8437 | JL-STS3-7224-2 | JL-STS3-9624-4 | JL-DCV
JL-AR15100R | 142 | 3.5W | 82.9167 | 19805.1641 | JL-STS3-7224-2 | JL-STS3-9624-4 | JL-DCV
JL-AR15100G | 142 | 5.1W | 85.25 | 20362.4953 | JL-STS3-7224-2 | JL-STS3-9624-4 | JL-DCV
JL-AR15100B | 142 | 5.1W | 56.1667 | 13415.7594 | JL-STS3-7224-2 | JL-STS3-9624-4 | JL-DCV
JL-AR15100W | 142 | 5.1W | 85.25 | 20362.4953 | JL-STS3-7224-2 | JL-STS3-9624-4 | JL-DCV
JL-AR18100R | 164 | 3.5W | 99.9167 | 23865.7203 | JL-STS3-7224-2 | JL-STS3-9624-4 | JL-DCV
JL-AR18100G | 164 | 6.4W | 94.6667 | 22611.725 | JL-STS3-7224-2 | JL-STS3-9624-4 | JL-DCV
JL-AR18100B | 164 | 6.4W | 95.0833 | 22711.2484 | JL-STS3-7224-2 | JL-STS3-9624-4 | JL-DCV
JL-AR18100W | 164 | 6.4W | 94.6667 | 22611.725 | JL-STS3-7224-2 | JL-STS3-9624-4 | JL-DCV
JL-AR21100R | 204 | 4.8W | 119.4167 | 28523.4172 | JL-STS3-7224-2 | JL-STS3-9624-4 | JL-DCV
JL-AR21100G | 204 | 6.8W | 97.8333 | 23368.1031 | JL-STS3-7224-2 | JL-STS3-9624-4 | JL-DCV
JL-AR21100B | 204 | 6.8W | 94.5 | 22571.9156 | JL-STS3-7224-2 | JL-STS3-9624-4 | JL-DCV
JL-AR21100W | 204 | 6.8W | 94.0833 | 22472.3922 | JL-STS3-7224-2 | JL-STS3-9624-4 | JL-DCV
JL-AR7075UV | 120 | 3,9W | 98.5 | 23527.3406 | JL-STS3-7224-2 | JL-STS3-9624-4 | JL-DCV
JL-AR7430UV | 114 | 4.3W | 127.9167 | 30553.6953 | JL-STS3-7224-2 | JL-STS3-9624-4 | JL-DCV
JL-AR9030UV | 131 | 4.4W | 145.9167 | 34853.1078 | JL-STS3-7224-2 | JL-STS3-9624-4 | JL-DCV

## Strip light LR2
JL-LR2 Strip light |  |  |  |  | Light controller
Model | Weight/g | Power | USD | List Price | 2 Channel | 4 Channel
JL-LR2-100X20R | 105 | 24V/1.8W | 25.25 | 6031.1203 | JL-STS3-7224-2 | JL-STS3-9624-4 | JL-DCV
JL-LR2-100X20G | 105 | 24V/2.4W | 24.9167 | 5951.5016 | JL-STS3-7224-2 | JL-STS3-9624-4 | JL-DCV
JL-LR2-100X20B | 105 | 24V/2.4W | 24.3333 | 5812.1687 | JL-STS3-7224-2 | JL-STS3-9624-4 | JL-DCV
JL-LR2-100X20W | 105 | 24V/2.4W | 25.5833 | 6110.7391 | JL-STS3-7224-2 | JL-STS3-9624-4 | JL-DCV
JL-LR2-200X20R | 210 | 24V/3.7W | 38.8333 | 9275.5844 | JL-STS3-7224-2 | JL-STS3-9624-4 | JL-DCV
JL-LR2-200X20G | 210 | 24V/4.8W | 36.5833 | 8738.1578 | JL-STS3-7224-2 | JL-STS3-9624-4 | JL-DCV
JL-LR2-200X20B | 210 | 24V/4.8W | 37.0833 | 8857.5859 | JL-STS3-7224-2 | JL-STS3-9624-4 | JL-DCV
JL-LR2-200X20W | 210 | 24V/4.8W | 38.0833 | 9096.4422 | JL-STS3-7224-2 | JL-STS3-9624-4 | JL-DCV
JL-LR2-300X20R | 315 | 24V/5.5W | 46.1667 | 11027.1969 | JL-STS3-7224-2 | JL-STS3-9624-4 | JL-DCV
JL-LR2-300X20G | 315 | 24V/7.1W | 42.0833 | 10051.8672 | JL-STS3-7224-2 | JL-STS3-9624-4 | JL-DCV
JL-LR2-300X20B | 315 | 24V/7.1W | 42.3333 | 10111.5812 | JL-STS3-7224-2 | JL-STS3-9624-4 | JL-DCV
JL-LR2-300X20W | 315 | 24V/7.1W | 41.9167 | 10012.0578 | JL-STS3-7224-2 | JL-STS3-9624-4 | JL-DCV
JL-LR2-400X20R | 420 | 24V/7.4W | 55.5833 | 13276.4266 | JL-STS3-7224-2 | JL-STS3-9624-4 | JL-DCV
JL-LR2-400X20G | 420 | 24V/9.5W | 51.75 | 12360.8109 | JL-STS3-7224-2 | JL-STS3-9624-4 | JL-DCV
JL-LR2-400X20B | 420 | 24V/9.5W | 52.75 | 12599.6672 | JL-STS3-7224-2 | JL-STS3-9624-4 | JL-DCV
JL-LR2-400X20W | 420 | 24V/9.5W | 54.6667 | 13057.475 | JL-STS3-7224-2 | JL-STS3-9624-4 | JL-DCV
JL-LR2-500X20R | 525 | 24V/9.2W | 71.5 | 17078.2219 | JL-STS3-7224-2 | JL-STS3-9624-4 | JL-DCV
JL-LR2-500X20G | 525 | 24V/11.9W | 69.25 | 16540.7953 | JL-STS3-7224-2 | JL-STS3-9624-4 | JL-DCV
JL-LR2-500X20B | 525 | 24V/11.9W | 66.5833 | 15903.8453 | JL-STS3-7224-2 | JL-STS3-9624-4 | JL-DCV
JL-LR2-500X20W | 525 | 24V/11.9W | 71.75 | 17137.9359 | JL-STS3-7224-2 | JL-STS3-9624-4 | JL-DCV
JL-LR2-600X20R | 630 | 24V/11.1W | 79.8333 | 19068.6906 | JL-STS3-7224-2 | JL-STS3-9624-4 | JL-DCV
JL-LR2-600X20G | 630 | 24V/14.3W | 79.25 | 18929.3578 | JL-STS3-7224-2 | JL-STS3-9624-4 | JL-DCV
JL-LR2-600X20B | 630 | 24V/14.3W | 75.75 | 18093.3609 | JL-STS3-7224-2 | JL-STS3-9624-4 | JL-DCV
JL-LR2-600X20W | 630 | 24V/14.3W | 81.9167 | 19566.3078 | JL-STS3-7224-2 | JL-STS3-9624-4 | JL-DCV
JL-LR2-700X20R | 735 | 24V/12.9W | 94.1667 | 22492.2969 | JL-STS3-7224-2 | JL-STS3-9624-4 | JL-DCV
JL-LR2-700X20G | 735 | 24V/16.6W | 91.0833 | 21755.8234 | JL-STS3-7224-2 | JL-STS3-9624-4 | JL-DCV
JL-LR2-700X20B | 735 | 24V/16.6W | 87.6667 | 20939.7313 | JL-STS3-7224-2 | JL-STS3-9624-4 | JL-DCV
JL-LR2-700X20W | 735 | 24V/16.6W | 94.5833 | 22591.8203 | JL-STS3-7224-2 | JL-STS3-9624-4 | JL-DCV
JL-LR2-800X20R | 840 | 24V/14.8W | 105.6667 | 25239.1438 | JL-STS3-7224-2 | JL-STS3-9624-4 | JL-DCV
JL-LR2-800X20G | 840 | 24V/19W | 102.25 | 24423.0516 | JL-STS3-7224-2 | JL-STS3-9624-4 | JL-DCV
JL-LR2-800X20B | 840 | 24V/19W | 98.4167 | 23507.4359 | JL-STS3-7224-2 | JL-STS3-9624-4 | JL-DCV
JL-LR2-800X20W | 840 | 24V/19W | 106.0833 | 25338.6672 | JL-STS3-7224-2 | JL-STS3-9624-4 | JL-DCV
JL-LR2-900X20R | 945 | 24V/16.6W | 116.1667 | 27747.1344 | JL-STS3-7224-2 | JL-STS3-9624-4 | JL-DCV
JL-LR2-900X20G | 945 | 24V/21.4W | 114.9167 | 27448.5641 | JL-STS3-7224-2 | JL-STS3-9624-4 | JL-DCV
JL-LR2-900X20B | 945 | 24V/21.4W | 110.3333 | 26353.8062 | JL-STS3-7224-2 | JL-STS3-9624-4 | JL-DCV
JL-LR2-900X20W | 945 | 24V/21.4W | 115.5 | 27587.8969 | JL-STS3-7224-2 | JL-STS3-9624-4 | JL-DCV
JL-LR2-1000X20R | 1050 | 24V/18.5W | 129.5833 | 30951.7891 | JL-STS3-7224-2 | JL-STS3-9624-4 | JL-DCV
JL-LR2-1000X20G | 1050 | 24V/23.8W | 121.1667 | 28941.4156 | JL-STS3-7224-2 | JL-STS3-9624-4 | JL-DCV
JL-LR2-1000X20B | 1050 | 24V/23.8W | 121.8333 | 29100.6531 | JL-STS3-7224-2 | JL-STS3-9624-4 | JL-DCV
JL-LR2-1000X20W | 1050 | 24V/23.8W | 128.4167 | 30673.1234 | JL-STS3-7224-2 | JL-STS3-9624-4 | JL-DCV
JL-LR2-100X30R | 140 | 24V/3.7W | 29.3333 | 7006.45 | JL-STS3-7224-2 | JL-STS3-9624-4 | JL-DCV
JL-LR2-100X30G | 140 | 24V/4.8W | 27.75 | 6628.2609 | JL-STS3-7224-2 | JL-STS3-9624-4 | JL-DCV
JL-LR2-100X30B | 140 | 24V/4.8W | 28.1667 | 6727.7844 | JL-STS3-7224-2 | JL-STS3-9624-4 | JL-DCV
JL-LR2-100X30W | 140 | 24V/4.8W | 28.5 | 6807.4031 | JL-STS3-7224-2 | JL-STS3-9624-4 | JL-DCV
JL-LR2-200X30R | 280 | 24V/7.4W | 42 | 10031.9625 | JL-STS3-7224-2 | JL-STS3-9624-4 | JL-DCV
JL-LR2-200X30G | 280 | 24V/9.5W | 39.6667 | 9474.6313 | JL-STS3-7224-2 | JL-STS3-9624-4 | JL-DCV
JL-LR2-200X30B | 280 | 24V/9.5W | 40.0833 | 9574.1547 | JL-STS3-7224-2 | JL-STS3-9624-4 | JL-DCV
JL-LR2-200X30W | 280 | 24V/9.5W | 40.4167 | 9653.7734 | JL-STS3-7224-2 | JL-STS3-9624-4 | JL-DCV
JL-LR2-300X30R | 420 | 24V/11.1W | 51.5 | 12301.0969 | JL-STS3-7224-2 | JL-STS3-9624-4 | JL-DCV
JL-LR2-300X30G | 420 | 24V/14.3W | 47.1667 | 11266.0531 | JL-STS3-7224-2 | JL-STS3-9624-4 | JL-DCV
JL-LR2-300X30B | 420 | 24V/14.3W | 47.3333 | 11305.8625 | JL-STS3-7224-2 | JL-STS3-9624-4 | JL-DCV
JL-LR2-300X30W | 420 | 24V/14.3W | 50.1667 | 11982.6219 | JL-STS3-7224-2 | JL-STS3-9624-4 | JL-DCV
JL-LR2-400X30R | 560 | 24V/14.8W | 70.8333 | 16918.9844 | JL-STS3-7224-2 | JL-STS3-9624-4 | JL-DCV
JL-LR2-400X30G | 560 | 24V/19W | 59.75 | 14271.6609 | JL-STS3-7224-2 | JL-STS3-9624-4 | JL-DCV
JL-LR2-400X30B | 560 | 24V/19W | 61.6667 | 14729.4688 | JL-STS3-7224-2 | JL-STS3-9624-4 | JL-DCV
JL-LR2-400X30W | 560 | 24V/19W | 65.5 | 15645.0844 | JL-STS3-7224-2 | JL-STS3-9624-4 | JL-DCV
JL-LR2-500X30R | 700 | 24V/18.5W | 81.5 | 19466.7844 | JL-STS3-7224-2 | JL-STS3-9624-4 | JL-DCV
JL-LR2-500X30G | 700 | 24V/23.8W | 74.25 | 17735.0766 | JL-STS3-7224-2 | JL-STS3-9624-4 | JL-DCV
JL-LR2-500X30B | 700 | 24V/23.8W | 74.6667 | 17834.6 | JL-STS3-7224-2 | JL-STS3-9624-4 | JL-DCV
JL-LR2-500X30W | 700 | 24V/23.8W | 82.25 | 19645.9266 | JL-STS3-7224-2 | JL-STS3-9624-4 | JL-DCV
JL-LR2-600X30R | 840 | 24V/22.2W | 94.9167 | 22671.4391 | JL-STS3-7224-2 | JL-STS3-9624-4 | JL-DCV
JL-LR2-600X30G | 840 | 24V/28.5W | 84.5833 | 20203.2578 | JL-STS3-7224-2 |  | JL-DCV
JL-LR2-600X30B | 840 | 24V/28.5W | 85.3333 | 20382.4 | JL-STS3-7224-2 |  | JL-DCV
JL-LR2-600X30W | 840 | 24V/28.5W | 87 | 20780.4938 | JL-STS3-7224-2 |  | JL-DCV
JL-LR2-700X30R | 980 | 24V/25.9W | 115.1667 | 27508.2781 | JL-STS3-7224-2 |  | JL-DCV
JL-LR2-700X30G | 980 | 24V/33.3W | 102.4167 | 24462.8609 | JL-STS3-7224-2 |  | JL-DCV
JL-LR2-700X30B | 980 | 24V/33.3W | 105.8333 | 25278.9531 | JL-STS3-7224-2 |  | JL-DCV
JL-LR2-700X30W | 980 | 24V/33.3W | 112.5833 | 26891.2328 | JL-STS3-7224-2 |  | JL-DCV
JL-LR2-800X30R | 1120 | 24V/29.6W | 136.5 | 32603.8781 | JL-STS3-7224-2 |  | JL-DCV
JL-LR2-800X30G | 1120 | 24V/38W | 117.5833 | 28085.5141 | JL-STS3-7224-2 |  | JL-DCV
JL-LR2-800X30B | 1120 | 24V/38W | 118.3333 | 28264.6562 | JL-STS3-7224-2 |  | JL-DCV
JL-LR2-800X30W | 1120 | 24V/38W | 126.0833 | 30115.7922 | JL-STS3-7224-2 |  | JL-DCV
JL-LR2-900X30R | 1260 | 24V/33.3W | 143.3333 | 34236.0625 | JL-STS3-7224-2 |  | JL-DCV
JL-LR2-900X30G | 1260 | 24V/42.8W | 128.75 | 30752.7422 | JL-STS3-7224-2 |  | JL-DCV
JL-LR2-900X30B | 1260 | 24V/42.8W | 131.4167 | 31389.6922 | JL-STS3-7224-2 |  | JL-DCV
JL-LR2-900X30W | 1260 | 24V/42.8W | 140.0833 | 33459.7797 | JL-STS3-7224-2 |  | JL-DCV
JL-LR2-1000X30R | 1400 | 24V/37W | 166.5833 | 39789.4703 | JL-STS3-7224-2 |  | JL-DCV
JL-LR2-1000X30G | 1400 | 24V/47.5W | 144.5 | 34514.7281 | JL-STS3-7224-2 |  | JL-DCV
JL-LR2-1000X30B | 1400 | 24V/47.5W | 144.8333 | 34594.3469 | JL-STS3-7224-2 |  | JL-DCV
JL-LR2-1000X30W | 1400 | 24V/47.5W | 153.6667 | 36704.2438 | JL-STS3-7224-2 |  | JL-DCV

## Coaxial light COX2,COX4
JL-COX2/COX4 Coaxial light |  |  |  |  | Light controller
Model | Weight/g | Power | USD | List Price | 2 Channel | 4 Channel
JL-COX4-30R | 129.1 | 24V/1.85W | 45.75 | 10927.6734 | JL-STS3-7224-2 | JL-STS3-9624-4 | JL-DCV
JL-COX4-30G | 129.1 | 24V/3.29W | 43.1667 | 10310.6281 | JL-STS3-7224-2 | JL-STS3-9624-4 | JL-DCV
JL-COX4-30B | 129.1 | 24V/3.29W | 43.1667 | 10310.6281 | JL-STS3-7224-2 | JL-STS3-9624-4 | JL-DCV
JL-COX4-30W | 129.1 | 24V/3.29W | 41.9167 | 10012.0578 | JL-STS3-7224-2 | JL-STS3-9624-4 | JL-DCV
JL-COX4-40R | 196.7 | 24V/3.5W | 54.8333 | 13097.2844 | JL-STS3-7224-2 | JL-STS3-9624-4 | JL-DCV
JL-COX4-40B | 196.7 | 24V/4.5W | 54.4167 | 12997.7609 | JL-STS3-7224-2 | JL-STS3-9624-4 | JL-DCV
JL-COX4-40G | 196.7 | 24V/4.5W | 54.4167 | 12997.7609 | JL-STS3-7224-2 | JL-STS3-9624-4 | JL-DCV
JL-COX4-40W | 196.7 | 24V/4.5W | 54 | 12898.2375 | JL-STS3-7224-2 | JL-STS3-9624-4 | JL-DCV
JL-COX4-50R | 274.6 | 24V/4.49W | 56.8333 | 13574.9969 | JL-STS3-7224-2 | JL-STS3-9624-4 | JL-DCV
JL-COX4-50G | 274.6 | 24V/5.78W | 56.4167 | 13475.4734 | JL-STS3-7224-2 | JL-STS3-9624-4 | JL-DCV
JL-COX4-50B | 274.6 | 24V/5.78W | 56 | 13375.95 | JL-STS3-7224-2 | JL-STS3-9624-4 | JL-DCV
JL-COX4-50W | 274.6 | 24V/5.78W | 55.6667 | 13296.3313 | JL-STS3-7224-2 | JL-STS3-9624-4 | JL-DCV
JL-COX4-60R | 395.3 | 24V/6.17W | 68.9167 | 16461.1766 | JL-STS3-7224-2 | JL-STS3-9624-4 | JL-DCV
JL-COX4-60G | 395.3 | 24V/8.1W | 66.9167 | 15983.4641 | JL-STS3-7224-2 | JL-STS3-9624-4 | JL-DCV
JL-COX4-60B | 395.3 | 24V/8.1W | 66.5 | 15883.9406 | JL-STS3-7224-2 | JL-STS3-9624-4 | JL-DCV
JL-COX4-60W | 395.3 | 24V/8.1W | 63.6667 | 15207.1813 | JL-STS3-7224-2 | JL-STS3-9624-4 | JL-DCV
JL-COX4-70R | 501.4 | 24V/7.85W | 74.5833 | 17814.6953 | JL-STS3-7224-2 | JL-STS3-9624-4 | JL-DCV
JL-COX4-70G | 501.4 | 24V/10.97W | 73.3333 | 17516.125 | JL-STS3-7224-2 | JL-STS3-9624-4 | JL-DCV
JL-COX4-70B | 501.4 | 24V/10.97W | 72.9167 | 17416.6016 | JL-STS3-7224-2 | JL-STS3-9624-4 | JL-DCV
JL-COX4-70W | 501.4 | 24V/10.97W | 69.3333 | 16560.7 | JL-STS3-7224-2 | JL-STS3-9624-4 | JL-DCV
JL-COX2-85R | 743 | 24V/15.5W | 78.8333 | 18829.8344 | JL-STS3-7224-2 | JL-STS3-9624-4 | JL-DCV
JL-COX2-85G | 743 | 24V/17W | 72.5833 | 17336.9828 | JL-STS3-7224-2 | JL-STS3-9624-4 | JL-DCV
JL-COX2-85B | 743 | 24V/17W | 71.75 | 17137.9359 | JL-STS3-7224-2 | JL-STS3-9624-4 | JL-DCV
JL-COX2-85W | 743 | 24V/17W | 64.5833 | 15426.1328 | JL-STS3-7224-2 | JL-STS3-9624-4 | JL-DCV
JL-COX2-100R | 1012 | 24V/15W | 92.6667 | 22134.0125 | JL-STS3-7224-2 | JL-STS3-9624-4 | JL-DCV
JL-COX2-100G | 1012 | 24V/16.4W | 89 | 21258.2062 | JL-STS3-7224-2 | JL-STS3-9624-4 | JL-DCV
JL-COX2-100B | 1012 | 24V/16.4W | 88.0833 | 21039.2547 | JL-STS3-7224-2 | JL-STS3-9624-4 | JL-DCV
JL-COX2-100W | 1012 | 24V/16.4W | 87.25 | 20840.2078 | JL-STS3-7224-2 | JL-STS3-9624-4 | JL-DCV
JL-COX2-150X120R | 1600 | 24V/23.28W | 172.3333 | 41162.8937 | JL-STS3-7224-2 | JL-STS3-9624-4 | JL-DCV
JL-COX2-150X120G | 1600 | 24V/28.4W | 169.9167 | 40585.6578 | JL-STS3-7224-2 |  | JL-DCV
JL-COX2-150X120B | 1600 | 24V/28.4W | 169.0833 | 40386.6109 | JL-STS3-7224-2 |  | JL-DCV
JL-COX2-150X120W | 1600 | 24V/28.4W | 167.3333 | 39968.6125 | JL-STS3-7224-2 |  | JL-DCV
JL-COX2-300X300W | 8785 | 24V/173.5W | 801.9167 | 191542.8078 |  |  | JL-DCV
JL-COX2-30RGB | 144 | 24V/2.8W(R) 24V/3.2W(GB) | 77.1667 | 18431.7406 | JL-STS3-7224-2 | JL-STS3-9624-4 | JL-DCV
JL-COX2-50RGB | 349 | 24V/2.4W | 93.9167 | 22432.5828 | JL-STS3-7224-2 | JL-STS3-9624-4 | JL-DCV

## Line sweep XS3
JL-XS3 Line sweep |  |  |  |  | Light controller
Model | Weight/g | Power | USD | List Price
JL-XS3-100R-V1 | 727.7 | 24V/24W | 95.6667 | 22850.5813 | JL-ACC
JL-XS3-100G-V1 | 727.7 | 24V/24W | 100.0833 | 23905.5297 | JL-ACC
JL-XS3-100B-V1 | 727.7 | 24V/24W | 92.8333 | 22173.8219 | JL-ACC
JL-XS3-100W-V1 | 727.7 | 24V/24W | 92.3333 | 22054.3937 | JL-ACC
JL-XS3-200R-V1 | 1052.6 | 24V/48W | 120.4167 | 28762.2734 | JL-ACC
JL-XS3-200G-V1 | 1052.6 | 24V/48W | 129.25 | 30872.1703 | JL-ACC
JL-XS3-200B-V1 | 1052.6 | 24V/48W | 114.75 | 27408.7547 | JL-ACC
JL-XS3-200W-V1 | 1052.6 | 24V/48W | 128.6667 | 30732.8375 | JL-ACC
JL-XS3-300R-V1 | 1360.6 | 24V/72W | 172.3333 | 41162.8937 | JL-ACC
JL-XS3-300B-V1 | 1360.6 | 24V/72W | 161.75 | 38634.9984 | JL-ACC
JL-XS3-300W-V1 | 1360.6 | 24V/72W | 137.4167 | 32822.8297 | JL-ACC
JL-XS3-400R-V1 | 1849 | 24V/96W | 170.5 | 40724.9906 | JL-ACC
JL-XS3-400G-V1 | 1849 | 24V/96W | 170.5 | 40724.9906 | JL-ACC
JL-XS3-400B-V1 | 1849 | 24V/96W | 167.8333 | 40088.0406 | JL-ACC
JL-XS3-400W-V1 | 1849 | 24V/96W | 162.9167 | 38913.6641 | JL-ACC
JL-XS3-500R-V1 | 2126.1 | 24V/120W | 187 | 44666.1188 | JL-ACC
JL-XS3-500G-V1 | 2126.1 | 24V/120W | 219.4167 | 52409.0422 | JL-ACC
JL-XS3-500B-V1 | 2126.1 | 24V/120W | 181.3333 | 43312.6 | JL-ACC
JL-XS3-500W-V1 | 2126.1 | 24V/120W | 178.5 | 42635.8406 | JL-ACC
JL-XS3-600R-V1 | 2800.1 | 24V/144W | 203.9167 | 48706.7703 | JL-ACC
JL-XS3-600G-V1 | 2800.1 | 24V/144W | 244.6667 | 58440.1625 | JL-ACC
JL-XS3-600B-V1 | 2800.1 | 24V/144W | 197 | 47054.6813 | JL-ACC
JL-XS3-600W-V1 | 2800.1 | 24V/144W | 193.25 | 46158.9703 | JL-ACC
JL-XS3-700R-V1 | 3266.8 | 24V/168W | 331.8333 | 79260.4656 | JL-ACC
JL-XS3-700G-V1 | 3266.8 | 24V/168W | 258.25 | 61684.6266 | JL-ACC
JL-XS3-700B-V1 | 3266.8 | 24V/168W | 202.4167 | 48348.4859 | JL-ACC
JL-XS3-700W-V1 | 3266.8 | 24V/168W | 197.75 | 47233.8234 | JL-ACC
JL-XS3-800R-V1 | 3733.4 | 24V/192W | 266.4167 | 63635.2859 | JL-ACC
JL-XS3-800G-V1 | 3733.4 | 24V/192W | 320.75 | 76613.1422 | JL-ACC
JL-XS3-800B-V1 | 3733.4 | 24V/192W | 256.8333 | 61346.2469 | JL-ACC
JL-XS3-800W-V1 | 3733.4 | 24V/192W | 252.1667 | 60231.5844 | JL-ACC
JL-XS3-900R-V1 | 4200.2 | 24V/216W | 298.6667 | 71338.4 | JL-ACC
JL-XS3-900G-V1 | 4200.2 | 24V/216W | 359.75 | 85928.5359 | JL-ACC
JL-XS3-900B-V1 | 4200.2 | 24V/216W | 287.9167 | 68770.6953 | JL-ACC
JL-XS3-900W-V1 | 4200.2 | 24V/216W | 282.5833 | 67496.7953 | JL-ACC
JL-XS3-1000R-V1 | 4667 | 24V/240W | 315.4167 | 75339.2422 | JL-ACC
JL-XS3-1000G-V1 | 4667 | 24V/240W | 383.25 | 91541.6578 | JL-ACC
JL-XS3-1000B-V1 | 4667 | 24V/240W | 303.4167 | 72472.9672 | JL-ACC
JL-XS3-1000W-V1 | 4667 | 24V/240W | 297.5 | 71059.7344 | JL-ACC

## Highlight line sweep GXS
JL-GXS Highlight line sweep |  |  |  |  | Light controller
Model | Weight/g | Power | USD | List Price
JL-GXS-100R-V1 | 666 | 24V/36W | 101.4167 | 24224.0047 | JL-ACC
JL-GXS-100W-V1 | 666 | 24V/36W | 97.0833 | 23188.9609 | JL-ACC
JL-GXS-200R-V1 | 1117 | 24V/72W | 215.8333 | 51553.1406 | JL-ACC
JL-GXS-200G-V1 | 1117 | 24V/72W | 216 | 51592.95 | JL-ACC
JL-GXS-200B-V1 | 1117 | 24V/72W | 208.3333 | 49761.7187 | JL-ACC
JL-GXS-200W-V1 | 1117 | 24V/72W | 193 | 46099.2562 | JL-ACC
JL-GXS-300R-V1 | 1569 | 24V/108W | 218.6667 | 52229.9 | JL-ACC
JL-GXS-300B-V1 | 1569 | 24V/108W | 204.5 | 48846.1031 | JL-ACC
JL-GXS-300W-V1 | 1569 | 24V/108W | 194.1667 | 46377.9219 | JL-ACC
JL-GXS-400R-V1 | 2020 | 24V/144W | 267.3333 | 63854.2375 | JL-ACC
JL-GXS-400B-V1 | 2020 | 24V/144W | 244.4167 | 58380.4484 | JL-ACC
JL-GXS-400W-V1 | 2020 | 24V/144W | 225.3333 | 53822.275 | JL-ACC
JL-GXS-500R-V1 | 2501 | 24V/180W | 338.3333 | 80813.0312 | JL-ACC
JL-GXS-500B-V1 | 2501 | 24V/180W | 310.0833 | 74065.3422 | JL-ACC
JL-GXS-500W-V1 | 2501 | 24V/180W | 293.4167 | 70084.4047 | JL-ACC
JL-GXS-600W-V1 | 2929 | 24V/216W | 363.8333 | 86903.8656 | JL-ACC
JL-GXS-700W-V1 | 3411 | 24V/252W | 423 | 101036.1938 | JL-ACC
JL-GXS-800W-V1 | 3868 | 24V/288W | 437.1667 | 104419.9906 | JL-ACC
JL-GXS-900R-V1 | 4316 | 24V/324W | 549 | 131132.0813 | JL-ACC
JL-GXS-900W-V1 | 4316 | 24V/324W | 457.0833 | 109177.2109 | JL-ACC
JL-GXS-1000W-V1 | 4740 | 24V/360W | 527.1667 | 125917.0531 | JL-ACC

## Miniature line sweep LT2，ZLT3
JL-LT2/ZLT3 Miniature line sweep |  |  |  |  | Light controller
Model | Weight/g | Power | USD | List Price | 2 Channel | 4 Channel
JL-LT2-75R | 137.7 | 24V/4W | 57 | 13614.8063 | JL-STS3-7224-2 | JL-STS3-9624-4 | JL-DCV
JL-LT2-75G | 137.7 | 24V/4.6W | 55.8333 | 13336.1406 | JL-STS3-7224-2 | JL-STS3-9624-4 | JL-DCV
JL-LT2-75B | 137.7 | 24V/4.6W | 54.4167 | 12997.7609 | JL-STS3-7224-2 | JL-STS3-9624-4 | JL-DCV
JL-LT2-75W | 137.7 | 24V/4.6W | 52.0833 | 12440.4297 | JL-STS3-7224-2 | JL-STS3-9624-4 | JL-DCV
JL-LT2-150R | 253.4 | 24V/8W | 88.4167 | 21118.8734 | JL-STS3-7224-2 | JL-STS3-9624-4 | JL-DCV
JL-LT2-150B | 253.4 | 24V/9.2W | 85.75 | 20481.9234 | JL-STS3-7224-2 | JL-STS3-9624-4 | JL-DCV
JL-LT2-150W | 253.4 | 24V/9.2W | 85 | 20302.7812 | JL-STS3-7224-2 | JL-STS3-9624-4 | JL-DCV
JL-LT2-225R | 361.6 | 24V/12W | 118.8333 | 28384.0844 | JL-STS3-7224-2 | JL-STS3-9624-4 | JL-DCV
JL-LT2-225B | 361.6 | 24V/13.8W | 117.5833 | 28085.5141 | JL-STS3-7224-2 | JL-STS3-9624-4 | JL-DCV
JL-LT2-225W | 361.6 | 24V/13.8W | 93 | 22213.6313 | JL-STS3-7224-2 | JL-STS3-9624-4 | JL-DCV
JL-LT2-300R | 471.7 | 24V/16W | 95.8333 | 22890.3906 | JL-STS3-7224-2 | JL-STS3-9624-4 | JL-DCV
JL-LT2-300B | 471.7 | 24V/18.4W | 120.6667 | 28821.9875 | JL-STS3-7224-2 | JL-STS3-9624-4 | JL-DCV
JL-LT2-300W | 471.7 | 24V/18.4W | 97.6667 | 23328.2938 | JL-STS3-7224-2 | JL-STS3-9624-4 | JL-DCV
JL-LT2-375R | 589.4 | 24V/20W | 136.8333 | 32683.4969 | JL-STS3-7224-2 | JL-STS3-9624-4 | JL-DCV
JL-LT2-375B | 589.4 | 24V/23W | 155.9167 | 37241.6703 | JL-STS3-7224-2 | JL-STS3-9624-4 | JL-DCV
JL-LT2-375W | 589.4 | 24V/23W | 101.6667 | 24283.7188 | JL-STS3-7224-2 | JL-STS3-9624-4 | JL-DCV
JL-LT2-450R | 707.28 | 24V/24W | 153.6667 | 36704.2438 | JL-STS3-7224-2 | JL-STS3-9624-4 | JL-DCV
JL-LT2-450B | 707.28 | 24V/27.6W | 138.0833 | 32982.0672 | JL-STS3-7224-2 |  | JL-DCV
JL-LT2-450W | 707.28 | 24V/27.6W | 115.5 | 27587.8969 | JL-STS3-7224-2 |  | JL-DCV
JL-ZLT3-75R | 90.6 | 24V/3.8W | 64.9167 | 15505.7516 | JL-STS3-7224-2 | JL-STS3-9624-4 | JL-DCV
JL-ZLT3-75B | 90.6 | 24V/3.8W | 53.75 | 12838.5234 | JL-STS3-7224-2 | JL-STS3-9624-4 | JL-DCV
JL-ZLT3-75W | 90.6 | 24V/3.8W | 47.5833 | 11365.5766 | JL-STS3-7224-2 | JL-STS3-9624-4 | JL-DCV
JL-ZLT3-150R | 157.6 | 24V/5.8W | 79.9167 | 19088.5953 | JL-STS3-7224-2 | JL-STS3-9624-4 | JL-DCV
JL-ZLT3-150B | 157.6 | 24V/7.7W | 77.8333 | 18590.9781 | JL-STS3-7224-2 | JL-STS3-9624-4 | JL-DCV
JL-ZLT3-150W | 157.6 | 24V/7.7W | 69.6667 | 16640.3188 | JL-STS3-7224-2 | JL-STS3-9624-4 | JL-DCV
JL-ZLT3-225R | 224.9 | 24V/7.7W | 88.75 | 21198.4922 | JL-STS3-7224-2 | JL-STS3-9624-4 | JL-DCV
JL-ZLT3-225G | 224.9 | 24V/11.5W | 85.8333 | 20501.8281 | JL-STS3-7224-2 | JL-STS3-9624-4 | JL-DCV
JL-ZLT3-225B | 224.9 | 24V/11.5W | 82.75 | 19765.3547 | JL-STS3-7224-2 | JL-STS3-9624-4 | JL-DCV
JL-ZLT3-225W | 224.9 | 24V/11.5W | 69.75 | 16660.2234 | JL-STS3-7224-2 | JL-STS3-9624-4 | JL-DCV
JL-ZLT3-300R | 291.5 | 24V/11.5W | 131.8333 | 31489.2156 | JL-STS3-7224-2 | JL-STS3-9624-4 | JL-DCV
JL-ZLT3-300B | 291.5 | 24V/15.4W | 121 | 28901.6063 | JL-STS3-7224-2 | JL-STS3-9624-4 | JL-DCV
JL-ZLT3-300W | 291.5 | 24V/15.4W | 108 | 25796.475 | JL-STS3-7224-2 | JL-STS3-9624-4 | JL-DCV
JL-ZLT3-375R | 359.3 | 24V/11.5W | 155.6667 | 37181.9563 | JL-STS3-7224-2 | JL-STS3-9624-4 | JL-DCV
JL-ZLT3-375B | 359.3 | 24V/19.2W | 155.6667 | 37181.9563 | JL-STS3-7224-2 | JL-STS3-9624-4 | JL-DCV
JL-ZLT3-375W | 359.3 | 24V/19.2W | 226.6667 | 54140.75 | JL-STS3-7224-2 | JL-STS3-9624-4 | JL-DCV
JL-ZLT3-450R | 425.1 | 24V/15.4W | 162.8333 | 38893.7594 | JL-STS3-7224-2 | JL-STS3-9624-4 | JL-DCV
JL-ZLT3-450B | 425.1 | 24V/23.1W | 153.75 | 36724.1484 | JL-STS3-7224-2 | JL-STS3-9624-4 | JL-DCV
JL-ZLT3-450W | 425.1 | 24V/23.1W | 130.3333 | 31130.9312 | JL-STS3-7224-2 | JL-STS3-9624-4 | JL-DCV

## Line sweep coaxial COXS
JL-COXS Line sweep coaxial |  |  |  |  | Light controller
Model | Weight/g | Power | USD | List Price
JL-COXS-100R | 850 | 24V/24W | 180.9167 | 43213.0766 | JL-APS3
JL-COXS-100B | 850 | 24V/24W | 177.75 | 42456.6984 | JL-APS3
JL-COXS-100W | 850 | 24V/24W | 172.0833 | 41103.1797 | JL-APS3
JL-COXS-200R | 1650 | 24V/48W | 265.1667 | 63336.7156 | JL-APS3
JL-COXS-200B | 1650 | 24V/48W | 236.9167 | 56589.0266 | JL-APS3
JL-COXS-200W | 1650 | 24V/48W | 224 | 53503.8 | JL-APS3
JL-COXS-300R | 2352 | 24V/72W | 316.5 | 75598.0031 | JL-APS3
JL-COXS-300G | 2352 | 24V/72W | 305.3333 | 72930.775 | JL-APS3
JL-COXS-300B | 2352 | 24V/72W | 304.9167 | 72831.2516 | JL-APS3
JL-COXS-300W | 2352 | 24V/72W | 299.75 | 71597.1609 | JL-APS3
JL-COXS-500R | 4022.5 | 24V/120W | 516.4167 | 123349.3484 | JL-APS3
JL-COXS-500B | 4022.5 | 24V/120W | 499.0833 | 119209.1734 | JL-APS3
JL-COXS-500W | 4022.5 | 24V/120W | 466.5 | 111426.4406 | JL-APS3

## No Shadow on the plane PCO
JL-PCO No Shadow on the plane |  |  |  |  | Light controller
Model | Weight/g | Power | USD | List Price | 2 Channel | 4 Channel
JL-PCO-60X60R | 207.2 | 24V/9.0W | 293.3333 | 70064.5 | JL-STS3-7224-2 | JL-STS3-9624-4 | JL-DCV
JL-PCO-60X60G | 207.2 | 24V/9.0W | 276.0833 | 65944.2297 | JL-STS3-7224-2 | JL-STS3-9624-4 | JL-DCV
JL-PCO-60X60B | 207.2 | 24V/9.0W | 276.5 | 66043.7531 | JL-STS3-7224-2 | JL-STS3-9624-4 | JL-DCV
JL-PCO-60X60W | 207.2 | 24V/9.0W | 275.1667 | 65725.2781 | JL-STS3-7224-2 | JL-STS3-9624-4 | JL-DCV
JL-PCO-100X100R | 355.7 | 24V/9.1W | 413 | 98647.6313 | JL-STS3-7224-2 | JL-STS3-9624-4 | JL-DCV
JL-PCO-100X100G | 355.7 | 24V/12.9W | 409.6667 | 97851.4438 | JL-STS3-7224-2 | JL-STS3-9624-4 | JL-DCV
JL-PCO-100X100B | 355.7 | 24V/12.9W | 413 | 98647.6313 | JL-STS3-7224-2 | JL-STS3-9624-4 | JL-DCV
JL-PCO-100X100W | 355.7 | 24V/12.9W | 408.8333 | 97652.3969 | JL-STS3-7224-2 | JL-STS3-9624-4 | JL-DCV
JL-PCO-150X150R | 525.5 | 24V/15.7W | 651.0833 | 155515.3234 | JL-STS3-7224-2 | JL-STS3-9624-4 | JL-DCV
JL-PCO-150X150G | 525.5 | 24V/20.3W | 646 | 154301.1375 | JL-STS3-7224-2 | JL-STS3-9624-4 | JL-DCV
JL-PCO-150X150B | 525.5 | 24V/20.3W | 646.8333 | 154500.1844 | JL-STS3-7224-2 | JL-STS3-9624-4 | JL-DCV
JL-PCO-150X150W | 525.5 | 24V/20.3W | 644.75 | 154002.5672 | JL-STS3-7224-2 | JL-STS3-9624-4 | JL-DCV
JL-PCO-200X200R | 700.7 | 24V/20.6W | 1224.8333 | 292559.0969 | JL-STS3-7224-2 | JL-STS3-9624-4 | JL-DCV
JL-PCO-200X200G | 700.7 | 24V/26.5W | 1213.4167 | 289832.1547 | JL-STS3-7224-2 | JL-STS3-9624-4 | JL-DCV
JL-PCO-200X200B | 700.7 | 24V/26.5W | 1220.5833 | 291543.9578 | JL-STS3-7224-2 | JL-STS3-9624-4 | JL-DCV
JL-PCO-200X200W | 700.7 | 24V/26.5W | 1212.1667 | 289533.5844 | JL-STS3-7224-2 | JL-STS3-9624-4 | JL-DCV
JL-PCO-320X240W-GL-C | 980.9 | 24V/72W | 2683.5 | 640970.7469 | JL-STS3-7224-2 |  | JL-DCV
JL-PCO-60X60RGB | 233.2 | 24V/8.47W | 294.25 | 70283.4516 | JL-STS3-7224-2 | JL-STS3-9624-4 | JL-DCV
JL-PCO-100X100RGB | 381.7 | 24V/8.6W | 461.5833 | 110252.0641 | JL-STS3-7224-2 | JL-STS3-9624-4 | JL-DCV
JL-PCO-150X150RGB | 551.5 | 24V/19.1W | 863.9167 | 206351.8953 | JL-STS3-7224-2 | JL-STS3-9624-4 | JL-DCV
JL-PCO-200X200RGB | 726.7 | 24V/24.95W | 1340.6667 | 320226.6125 | JL-STS3-7224-2 | JL-STS3-9624-4 | JL-DCV

## Bottom glow backlight BRL,BRL2
JL-BRL/BRL2 Bottom glow backlight |  |  |  |  | Light controller
Model | Weight/g | Power | USD | List Price | 2 Channel | 4 Channel
JL-BRL-20X20R | 37 | 24V/1.36W | 23.25 | 5553.4078 | JL-STS3-7224-2 | JL-STS3-9624-4 | JL-DCV
JL-BRL-20X20B | 37 | 24V/1.4W | 21.4167 | 5115.5047 | JL-STS3-7224-2 | JL-STS3-9624-4 | JL-DCV
JL-BRL-20X20W | 37 | 24V/1.4W | 21.0833 | 5035.8859 | JL-STS3-7224-2 | JL-STS3-9624-4 | JL-DCV
JL-BRL-30X30R | 42 | 24V/1.6W | 24.5 | 5851.9781 | JL-STS3-7224-2 | JL-STS3-9624-4 | JL-DCV
JL-BRL-30X30G | 42 | 24V/3.5W | 24.5833 | 5871.8828 | JL-STS3-7224-2 | JL-STS3-9624-4 | JL-DCV
JL-BRL-30X30B | 42 | 24V/3.5W | 24.5833 | 5871.8828 | JL-STS3-7224-2 | JL-STS3-9624-4 | JL-DCV
JL-BRL-30X30W | 42 | 24V/3.5W | 23.6667 | 5652.9313 | JL-STS3-7224-2 | JL-STS3-9624-4 | JL-DCV
JL-BRL-30X70R | 62 | 24V/2.85W | 30.75 | 7344.8297 | JL-STS3-7224-2 | JL-STS3-9624-4 | JL-DCV
JL-BRL-30X70G | 62 | 24V/4.08W | 31.5833 | 7543.8766 | JL-STS3-7224-2 | JL-STS3-9624-4 | JL-DCV
JL-BRL-30X70B | 62 | 24V/4.08W | 31 | 7404.5438 | JL-STS3-7224-2 | JL-STS3-9624-4 | JL-DCV
JL-BRL-30X70W | 62 | 24V/4.08W | 29.8333 | 7125.8781 | JL-STS3-7224-2 | JL-STS3-9624-4 | JL-DCV
JL-BRL-30X100R | 80 | 24V/4.89W | 31.0833 | 7424.4484 | JL-STS3-7224-2 | JL-STS3-9624-4 | JL-DCV
JL-BRL-30X100B | 80 | 24V/5.5W | 32.1667 | 7683.2094 | JL-STS3-7224-2 | JL-STS3-9624-4 | JL-DCV
JL-BRL-30X100W | 80 | 24V/5.5W | 29.8333 | 7125.8781 | JL-STS3-7224-2 | JL-STS3-9624-4 | JL-DCV
JL-BRL-50X50R | 67 | 24V/4.4W | 25.8333 | 6170.4531 | JL-STS3-7224-2 | JL-STS3-9624-4 | JL-DCV
JL-BRL-50X50G | 67 | 24V/4.89W | 30.3333 | 7245.3062 | JL-STS3-7224-2 | JL-STS3-9624-4 | JL-DCV
JL-BRL-50X50B | 67 | 24V/4.89W | 27.6667 | 6608.3563 | JL-STS3-7224-2 | JL-STS3-9624-4 | JL-DCV
JL-BRL-50X50W | 67 | 24V/4.89W | 26.25 | 6269.9766 | JL-STS3-7224-2 | JL-STS3-9624-4 | JL-DCV
JL-BRL-60X60R | 79 | 24V/5.3W | 30.75 | 7344.8297 | JL-STS3-7224-2 | JL-STS3-9624-4 | JL-DCV
JL-BRL-60X60G | 79 | 24V/5.6W | 32.0833 | 7663.3047 | JL-STS3-7224-2 | JL-STS3-9624-4 | JL-DCV
JL-BRL-60X60B | 79 | 24V/5.6W | 33.3333 | 7961.875 | JL-STS3-7224-2 | JL-STS3-9624-4 | JL-DCV
JL-BRL-60X60W | 79 | 24V/5.6W | 31.0833 | 7424.4484 | JL-STS3-7224-2 | JL-STS3-9624-4 | JL-DCV
JL-BRL-80X80R | 120 | 24V/7.2W | 39.25 | 9375.1078 | JL-STS3-7224-2 | JL-STS3-9624-4 | JL-DCV
JL-BRL-80X80G | 120 | 24V/7.7W | 62.75 | 14988.2297 | JL-STS3-7224-2 | JL-STS3-9624-4 | JL-DCV
JL-BRL-80X80B | 120 | 24V/7.7W | 40.75 | 9733.3922 | JL-STS3-7224-2 | JL-STS3-9624-4 | JL-DCV
JL-BRL-80X80W | 120 | 24V/7.7W | 36.5 | 8718.2531 | JL-STS3-7224-2 | JL-STS3-9624-4 | JL-DCV
JL-BRL-100X100R | 152 | 24V/7.5W | 57.9167 | 13833.7578 | JL-STS3-7224-2 | JL-STS3-9624-4 | JL-DCV
JL-BRL-100X100G | 152 | 24V/8.5W | 47.1667 | 11266.0531 | JL-STS3-7224-2 | JL-STS3-9624-4 | JL-DCV
JL-BRL-100X100B | 152 | 24V/8.5W | 51.6667 | 12340.9063 | JL-STS3-7224-2 | JL-STS3-9624-4 | JL-DCV
JL-BRL-100X100W | 152 | 24V/8.5W | 45.5833 | 10887.8641 | JL-STS3-7224-2 | JL-STS3-9624-4 | JL-DCV
JL-BRL-160X45R | 139 | 24V/6.6W | 43.1667 | 10310.6281 | JL-STS3-7224-2 | JL-STS3-9624-4 | JL-DCV
JL-BRL-160X45B | 139 | 24V/7.5W | 51.6667 | 12340.9063 | JL-STS3-7224-2 | JL-STS3-9624-4 | JL-DCV
JL-BRL-160X45W | 139 | 24V/7.5W | 42.5 | 10151.3906 | JL-STS3-7224-2 | JL-STS3-9624-4 | JL-DCV
JL-BRL2-160X80R | 305.5 | 24V/6.4W | 66.1667 | 15804.3219 | JL-STS3-7224-2 | JL-STS3-9624-4 | JL-DCV
JL-BRL2-160X80G | 305.5 | 24V/8W | 64.6667 | 15446.0375 | JL-STS3-7224-2 | JL-STS3-9624-4 | JL-DCV
JL-BRL2-160X80B | 305.5 | 24V/8W | 65 | 15525.6562 | JL-STS3-7224-2 | JL-STS3-9624-4 | JL-DCV
JL-BRL2-160X80W | 305.5 | 24V/8W | 63.8333 | 15246.9906 | JL-STS3-7224-2 | JL-STS3-9624-4 | JL-DCV
JL-BRL2-160X160R | 511.6 | 24V/12.8W | 81.4167 | 19446.8797 | JL-STS3-7224-2 | JL-STS3-9624-4 | JL-DCV
JL-BRL2-160X160G | 511.6 | 24V/16W | 73.75 | 17615.6484 | JL-STS3-7224-2 | JL-STS3-9624-4 | JL-DCV
JL-BRL2-160X160B | 511.6 | 24V/16W | 73.75 | 17615.6484 | JL-STS3-7224-2 | JL-STS3-9624-4 | JL-DCV
JL-BRL2-160X160W | 511.6 | 24V/16W | 67.8333 | 16202.4156 | JL-STS3-7224-2 | JL-STS3-9624-4 | JL-DCV
JL-BRL2-180X120R | 442.4 | 24V/10.8W | 71.9167 | 17177.7453 | JL-STS3-7224-2 | JL-STS3-9624-4 | JL-DCV
JL-BRL2-180X120G | 442.4 | 24V/13.5W | 73.0833 | 17456.4109 | JL-STS3-7224-2 | JL-STS3-9624-4 | JL-DCV
JL-BRL2-180X120B | 442.4 | 24V/13.5W | 72.6667 | 17356.8875 | JL-STS3-7224-2 | JL-STS3-9624-4 | JL-DCV
JL-BRL2-180X120W | 442.4 | 24V/13.5W | 70.75 | 16899.0797 | JL-STS3-7224-2 | JL-STS3-9624-4 | JL-DCV
JL-BRL2-200X150R | 576.3 | 24V/15W | 104.0833 | 24860.9547 | JL-STS3-7224-2 | JL-STS3-9624-4 | JL-DCV
JL-BRL2-200X150G | 576.3 | 24V/18.8W | 100.25 | 23945.3391 | JL-STS3-7224-2 | JL-STS3-9624-4 | JL-DCV
JL-BRL2-200X150B | 576.3 | 24V/18.8W | 100.25 | 23945.3391 | JL-STS3-7224-2 | JL-STS3-9624-4 | JL-DCV
JL-BRL2-200X150W | 576.3 | 24V/18.8W | 100.25 | 23945.3391 | JL-STS3-7224-2 | JL-STS3-9624-4 | JL-DCV
JL-BRL2-240X160R | 710.4 | 24V/19.2W | 92.6667 | 22134.0125 | JL-STS3-7224-2 | JL-STS3-9624-4 | JL-DCV
JL-BRL2-240X160G | 710.4 | 24V/24W | 106.0833 | 25338.6672 | JL-STS3-7224-2 | JL-STS3-9624-4 | JL-DCV
JL-BRL2-240X160B | 710.4 | 24V/24W | 106.0833 | 25338.6672 | JL-STS3-7224-2 | JL-STS3-9624-4 | JL-DCV
JL-BRL2-240X160W | 710.4 | 24V/24W | 80.6667 | 19267.7375 | JL-STS3-7224-2 | JL-STS3-9624-4 | JL-DCV
JL-BRL2-240X240R | 979.5 | 24V/28.8W | 112.8333 | 26950.9469 | JL-STS3-7224-2 |  | JL-DCV
JL-BRL2-240X240G | 979.5 | 24V/36W | 117.5 | 28065.6094 | JL-STS3-7224-2 |  | JL-DCV
JL-BRL2-240X240B | 979.5 | 24V/36W | 117.5 | 28065.6094 | JL-STS3-7224-2 |  | JL-DCV
JL-BRL2-240X240W | 979.5 | 24V/36W | 96.4167 | 23029.7234 | JL-STS3-7224-2 |  | JL-DCV
JL-BRL2-320X160R | 901.2 | 24V/25.6W | 131.6667 | 31449.4063 | JL-STS3-7224-2 |  | JL-DCV
JL-BRL2-320X160G | 901.2 | 24V/32W | 131.6667 | 31449.4063 | JL-STS3-7224-2 |  | JL-DCV
JL-BRL2-320X160B | 901.2 | 24V/32W | 131.6667 | 31449.4063 | JL-STS3-7224-2 |  | JL-DCV
JL-BRL2-320X160W | 901.2 | 24V/32W | 125.9167 | 30075.9828 | JL-STS3-7224-2 |  | JL-DCV
JL-BRL2-320X240R | 1262.9 | 24V/38.4W | 155.8333 | 37221.7656 | JL-STS3-7224-2 |  | JL-DCV
JL-BRL2-320X240G | 1262.9 | 24V/48W | 155.8333 | 37221.7656 | JL-STS3-7224-2 |  | JL-DCV
JL-BRL2-320X240B | 1262.9 | 24V/48W | 155.8333 | 37221.7656 | JL-STS3-7224-2 |  | JL-DCV
JL-BRL2-320X240W | 1262.9 | 24V/48W | 150.0833 | 35848.3422 | JL-STS3-7224-2 |  | JL-DCV
JL-BRL2-320X320R | 1935.2 | 24V/60W | 189.3333 | 45223.45 | JL-STS3-7224-2 |  | JL-DCV
JL-BRL2-320X320G | 1935.2 | 24V/72W | 173.1667 | 41361.9406 | JL-STS3-7224-2 |  | JL-DCV
JL-BRL2-320X320B | 1935.2 | 24V/72W | 173.1667 | 41361.9406 | JL-STS3-7224-2 |  | JL-DCV
JL-BRL2-320X320W | 1935.2 | 24V/72W | 165.5 | 39530.7094 | JL-STS3-7224-2 |  | JL-DCV
JL-BRL2-400X160R | 1100 | 24V/32W | 141.4167 | 33778.2547 | JL-STS3-7224-2 |  | JL-DCV
JL-BRL2-400X160G | 1100 | 24V/40W | 141.4167 | 33778.2547 | JL-STS3-7224-2 |  | JL-DCV
JL-BRL2-400X160B | 1100 | 24V/40W | 141.4167 | 33778.2547 | JL-STS3-7224-2 |  | JL-DCV
JL-BRL2-400X160W | 1100 | 24V/40W | 131.8333 | 31489.2156 | JL-STS3-7224-2 |  | JL-DCV
JL-BRL2-400X240R | 1605.2 | 24V/48W | 162.6667 | 38853.95 | JL-STS3-7224-2 |  | JL-DCV
JL-BRL2-400X240G | 1605.2 | 24V/60W | 158.8333 | 37938.3344 | JL-STS3-7224-2 |  | JL-DCV
JL-BRL2-400X240B | 1605.2 | 24V/60W | 158.8333 | 37938.3344 | JL-STS3-7224-2 |  | JL-DCV
JL-BRL2-400X240W | 1605.2 | 24V/60W | 157.4167 | 37599.9547 | JL-STS3-7224-2 |  | JL-DCV
JL-BRL2-400X320R | 2384.4 | 24V/72W | 204.9167 | 48945.6266 | JL-STS3-7224-2 |  | JL-DCV
JL-BRL2-400X320G | 2384.4 | 24V/84W | 199.5833 | 47671.7266 |  |  | JL-DCV
JL-BRL2-400X320B | 2384.4 | 24V/84W | 198.4167 | 47393.0609 |  |  | JL-DCV
JL-BRL2-400X320W | 2384.4 | 24V/84W | 195.3333 | 46656.5875 |  |  | JL-DCV
JL-BRL2-400X400R | 2818 | 24V/84W | 227.3333 | 54299.9875 |  |  | JL-DCV
JL-BRL2-400X400G | 2818 | 24V/108W | 231.1667 | 55215.6031 |  |  | JL-DCV
JL-BRL2-400X400B | 2818 | 24V/108W | 228.5 | 54578.6531 |  |  | JL-DCV
JL-BRL2-400X400W | 2818 | 24V/108W | 226.1667 | 54021.3219 |  |  | JL-DCV
JL-BRL2-560X560R | 6056.8 | 24V/168W | 774.3333 | 184954.3562 |  |  | JL-DCV
JL-BRL2-560X560G | 6056.8 | 24V/204W | 770.0833 | 183939.2172 |  |  | JL-DCV
JL-BRL2-560X560B | 6056.8 | 24V/204W | 365.5833 | 87321.8641 |  |  | JL-DCV
JL-BRL2-560X560W | 6056.8 | 24V/204W | 365.5833 | 87321.8641 |  |  | JL-DCV
JL-BRL2-640X640R | 7214.6 | 24V/216W | 482.4167 | 115228.2359 |  |  | JL-DCV
JL-BRL2-640X640G | 7214.6 | 24V/264W | 491.25 | 117338.1328 |  |  | JL-DCV
JL-BRL2-640X640B | 7214.6 | 24V/264W | 486.25 | 116143.8516 |  |  | JL-DCV
JL-BRL2-640X640W | 7214.6 | 24V/264W | 465.1667 | 111107.9656 |  |  | JL-DCV
JL-BRL2-700X700R | 8630.8 | 24V/252W | 736.0833 | 175818.1047 |  |  | JL-DCV
JL-BRL2-700X700G | 8630.8 | 24V/312W | 882.75 | 210850.3547 |  |  | JL-DCV
JL-BRL2-700X700B | 8630.8 | 24V/312W | 702.25 | 167736.8016 |  |  | JL-DCV
JL-BRL2-700X700W | 8630.8 | 24V/312W | 604.6667 | 144428.4125 |  |  | JL-DCV

## BRC2,BRC3
JL-BRC2/BRC3 Light guide type backlight |  |  |  |  | Light controller
Model | Weight/g | Power | USD | List Price | 2 Channel | 4 Channel
JL-BRC2-50X50R | 145 | 24V/5.2W | 50.4167 | 12042.3359 | JL-STS3-7224-2 | JL-STS3-9624-4 | JL-DCV
JL-BRC2-50X50G | 145 | 24V/9W | 50.75 | 12121.9547 | JL-STS3-7224-2 | JL-STS3-9624-4 | JL-DCV
JL-BRC2-50X50B | 145 | 24V/9W | 50.75 | 12121.9547 | JL-STS3-7224-2 | JL-STS3-9624-4 | JL-DCV
JL-BRC2-50X50W | 145 | 24V/9W | 49.3333 | 11783.575 | JL-STS3-7224-2 | JL-STS3-9624-4 | JL-DCV
JL-BRC2-70X70R | 208 | 24V/6.8W | 62.3333 | 14888.7062 | JL-STS3-7224-2 | JL-STS3-9624-4 | JL-DCV
JL-BRC2-70X70G | 208 | 24V/8.3W | 62.8333 | 15008.1344 | JL-STS3-7224-2 | JL-STS3-9624-4 | JL-DCV
JL-BRC2-70X70B | 208 | 24V/8.3W | 62.75 | 14988.2297 | JL-STS3-7224-2 | JL-STS3-9624-4 | JL-DCV
JL-BRC2-70X70W | 208 | 24V/8.3W | 59.1667 | 14132.3281 | JL-STS3-7224-2 | JL-STS3-9624-4 | JL-DCV
JL-BRC2-90X90R | 273 | 24V/12W | 78.9167 | 18849.7391 | JL-STS3-7224-2 | JL-STS3-9624-4 | JL-DCV
JL-BRC2-90X90G | 273 | 24V/13.2W | 70.5 | 16839.3656 | JL-STS3-7224-2 | JL-STS3-9624-4 | JL-DCV
JL-BRC2-90X90B | 273 | 24V/13.2W | 70.5 | 16839.3656 | JL-STS3-7224-2 | JL-STS3-9624-4 | JL-DCV
JL-BRC2-90X90W | 273 | 24V/13.2W | 71.1667 | 16998.6031 | JL-STS3-7224-2 | JL-STS3-9624-4 | JL-DCV
JL-BRC3-110X110G | 360 | 24V/17,5W | 99.9167 | 23865.7203 | JL-STS3-7224-2 | JL-STS3-9624-4 | JL-DCV
JL-BRC3-110X110B | 360 | 24V/17,5W | 95.3333 | 22770.9625 | JL-STS3-7224-2 | JL-STS3-9624-4 | JL-DCV
JL-BRC3-110X110W | 360 | 24V/17,5W | 95.75 | 22870.4859 | JL-STS3-7224-2 | JL-STS3-9624-4 | JL-DCV
JL-BRC3-150X100R | 431 | 24V/15W | 84.0833 | 20083.8297 | JL-STS3-7224-2 | JL-STS3-9624-4 | JL-DCV
JL-BRC3-150X100G | 431 | 24V/18W | 84.4167 | 20163.4484 | JL-STS3-7224-2 | JL-STS3-9624-4 | JL-DCV
JL-BRC3-150X100B | 431 | 24V/18W | 80 | 19108.5 | JL-STS3-7224-2 | JL-STS3-9624-4 | JL-DCV
JL-BRC3-150X100W | 431 | 24V/18W | 77.5833 | 18531.2641 | JL-STS3-7224-2 | JL-STS3-9624-4 | JL-DCV
JL-BRC3-200X160R | 830 | 24V/19.1W | 105 | 25079.9062 | JL-STS3-7224-2 | JL-STS3-9624-4 | JL-DCV
JL-BRC3-200X160G | 830 | 24V/28W | 106.9167 | 25537.7141 | JL-STS3-7224-2 |  | JL-DCV
JL-BRC3-200X160B | 830 | 24V/28W | 105.6667 | 25239.1438 | JL-STS3-7224-2 |  | JL-DCV
JL-BRC3-200X160W | 830 | 24V/28W | 101.0833 | 24144.3859 | JL-STS3-7224-2 |  | JL-DCV
JL-BRC3-200X200R | 920 | 24V/20.6W | 96.1667 | 22970.0094 | JL-STS3-7224-2 | JL-STS3-9624-4 | JL-DCV
JL-BRC3-200X200G | 920 | 24V/30W | 95.25 | 22751.0578 | JL-STS3-7224-2 |  | JL-DCV
JL-BRC3-200X200B | 920 | 24V/30W | 95 | 22691.3438 | JL-STS3-7224-2 |  | JL-DCV
JL-BRC3-200X200W | 920 | 24V/30W | 92.75 | 22153.9172 | JL-STS3-7224-2 |  | JL-DCV
JL-BRC3-250X200R | 1021 | 24V/22.5W | 99.1667 | 23686.5781 | JL-STS3-7224-2 | JL-STS3-9624-4 | JL-DCV
JL-BRC3-250X200G | 1021 | 24V/32.4W | 98.6667 | 23567.15 | JL-STS3-7224-2 |  | JL-DCV
JL-BRC3-250X200B | 1021 | 24V/32.4W | 100.5833 | 24024.9578 | JL-STS3-7224-2 |  | JL-DCV
JL-BRC3-250X200W | 1021 | 24V/32.4W | 96.0833 | 22950.1047 | JL-STS3-7224-2 |  | JL-DCV
JL-BRC3-300X200R | 1220 | 24V/23.5W | 129.6667 | 30971.6938 | JL-STS3-7224-2 | JL-STS3-9624-4 | JL-DCV
JL-BRC3-300X200G | 1220 | 24V/25.5W | 129 | 30812.4563 | JL-STS3-7224-2 |  | JL-DCV
JL-BRC3-300X200B | 1220 | 24V/25.5W | 130.5 | 31170.7406 | JL-STS3-7224-2 |  | JL-DCV
JL-BRC3-300X200W | 1220 | 24V/25.5W | 126.0833 | 30115.7922 | JL-STS3-7224-2 |  | JL-DCV
JL-BRC3-300X300R | 1660 | 24V/26W | 153.75 | 36724.1484 | JL-STS3-7224-2 |  | JL-DCV
JL-BRC3-300X300G | 1660 | 24V/36W | 153.3333 | 36624.625 | JL-STS3-7224-2 |  | JL-DCV
JL-BRC3-300X300B | 1660 | 24V/36W | 155.1667 | 37062.5281 | JL-STS3-7224-2 |  | JL-DCV
JL-BRC3-300X300W | 1660 | 24V/36W | 150.75 | 36007.5797 | JL-STS3-7224-2 |  | JL-DCV
JL-BRC3-400X300R | 2180 | 24V/32.3W | 194.5833 | 46477.4453 | JL-STS3-7224-2 |  | JL-DCV
JL-BRC3-400X300G | 2180 | 24V/45W | 188.25 | 44964.6891 | JL-STS3-7224-2 |  | JL-DCV
JL-BRC3-400X300B | 2180 | 24V/45W | 188.6667 | 45064.2125 | JL-STS3-7224-2 |  | JL-DCV
JL-BRC3-400X300W | 2180 | 24V/45W | 182.75 | 43650.9797 | JL-STS3-7224-2 |  | JL-DCV
JL-BRC3-600X400R | 4560 | 24V/38.8W | 246.9167 | 58977.5891 | JL-STS3-7224-2 |  | JL-DCV
JL-BRC3-600X400G | 4560 | 24V/55W | 244.0833 | 58300.8297 | JL-STS3-7224-2 |  | JL-DCV
JL-BRC3-600X400B | 4560 | 24V/55W | 241.25 | 57624.0703 | JL-STS3-7224-2 |  | JL-DCV
JL-BRC3-600X400W | 4560 | 24V/55W | 236.75 | 56549.2172 | JL-STS3-7224-2 |  | JL-DCV
JL-BRC3-800X600R | 8920 | 24V/54W | 416.3333 | 99443.8187 | JL-STS3-7224-2 |  | JL-DCV
JL-BRC3-800X600G | 8920 | 24V/60W | 426 | 101752.7625 | JL-STS3-7224-2 |  | JL-DCV
JL-BRC3-800X600B | 8920 | 24V/60W | 410.8333 | 98130.1094 | JL-STS3-7224-2 |  | JL-DCV
JL-BRC3-800X600W | 8920 | 24V/60W | 402.5833 | 96159.5453 | JL-STS3-7224-2 |  | JL-DCV
JL-DCV

## Parallel BacklightB RP2,BRP3
JL-BRP2/BRP3 Parallel Backlight |  |  |  |  | Light controller
Model | Weight/g | Power | USD | List Price | 2 Channel | 4 Channel
JL-BRP2-50X50R | 166 | 24V/5.2W | 55.1667 | 13176.9031 | JL-STS3-7224-2 | JL-STS3-9624-4 | JL-DCV
JL-BRP2-50X50G | 166 | 24V/9W | 54.5 | 13017.6656 | JL-STS3-7224-2 | JL-STS3-9624-4 | JL-DCV
JL-BRP2-50X50B | 166 | 24V/9W | 55.4167 | 13236.6172 | JL-STS3-7224-2 | JL-STS3-9624-4 | JL-DCV
JL-BRP2-50X50W | 166 | 24V/9W | 54.1667 | 12938.0469 | JL-STS3-7224-2 | JL-STS3-9624-4 | JL-DCV
JL-BRP2-70X70R | 239 | 24V/8.2W | 64 | 15286.8 | JL-STS3-7224-2 | JL-STS3-9624-4 | JL-DCV
JL-BRP2-70X70G | 239 | 24V/8.8W | 61.3333 | 14649.85 | JL-STS3-7224-2 | JL-STS3-9624-4 | JL-DCV
JL-BRP2-70X70B | 239 | 24V/8.8W | 63.0833 | 15067.8484 | JL-STS3-7224-2 | JL-STS3-9624-4 | JL-DCV
JL-BRP2-70X70W | 239 | 24V/8.8W | 61.6667 | 14729.4688 | JL-STS3-7224-2 | JL-STS3-9624-4 | JL-DCV
JL-BRP2-90X90R | 323 | 24V/11W | 83.75 | 20004.2109 | JL-STS3-7224-2 | JL-STS3-9624-4 | JL-DCV
JL-BRP2-90X90G | 323 | 24V/13.2W | 72.3333 | 17277.2687 | JL-STS3-7224-2 | JL-STS3-9624-4 | JL-DCV
JL-BRP2-90X90B | 323 | 24V/13.2W | 72.3333 | 17277.2687 | JL-STS3-7224-2 | JL-STS3-9624-4 | JL-DCV
JL-BRP2-90X90W | 323 | 24V/13.2W | 73 | 17436.5063 | JL-STS3-7224-2 | JL-STS3-9624-4 | JL-DCV
JL-BRP3-110X110R | 424 | 24V/11.5W | 73.25 | 17496.2203 | JL-STS3-7224-2 | JL-STS3-9624-4 | JL-DCV
JL-BRP3-110X110G | 424 | 24V/17.5W | 75.4167 | 18013.7422 | JL-STS3-7224-2 | JL-STS3-9624-4 | JL-DCV
JL-BRP3-110X110B | 424 | 24V/17.5W | 75.75 | 18093.3609 | JL-STS3-7224-2 | JL-STS3-9624-4 | JL-DCV
JL-BRP3-110X110W | 424 | 24V/17.5W | 72.5 | 17317.0781 | JL-STS3-7224-2 | JL-STS3-9624-4 | JL-DCV
JL-BRP3-150X100R | 489 | 24V/15W | 81.0833 | 19367.2609 | JL-STS3-7224-2 | JL-STS3-9624-4 | JL-DCV
JL-BRP3-150X100G | 489 | 24V/18W | 79.9167 | 19088.5953 | JL-STS3-7224-2 | JL-STS3-9624-4 | JL-DCV
JL-BRP3-150X100B | 489 | 24V/18W | 88.3333 | 21098.9687 | JL-STS3-7224-2 | JL-STS3-9624-4 | JL-DCV
JL-BRP3-150X100W | 489 | 24V/18W | 78.8333 | 18829.8344 | JL-STS3-7224-2 | JL-STS3-9624-4 | JL-DCV
JL-BRP3-200X160R | 860 | 24V/19.1W | 106.75 | 25497.9047 | JL-STS3-7224-2 | JL-STS3-9624-4 | JL-DCV
JL-BRP3-200X160G | 860 | 24V/28W | 106.75 | 25497.9047 | JL-STS3-7224-2 |  | JL-DCV
JL-BRP3-200X160B | 860 | 24V/28W | 110.5 | 26393.6156 | JL-STS3-7224-2 |  | JL-DCV
JL-BRP3-200X160W | 860 | 24V/28W | 104.75 | 25020.1922 | JL-STS3-7224-2 |  | JL-DCV
JL-BRP3-200X200R | 1009 | 24V/20.6W | 99.0833 | 23666.6734 | JL-STS3-7224-2 | JL-STS3-9624-4 | JL-DCV
JL-BRP3-200X200G | 1009 | 24V/30W | 99.75 | 23825.9109 | JL-STS3-7224-2 |  | JL-DCV
JL-BRP3-200X200B | 1009 | 24V/30W | 97.9167 | 23388.0078 | JL-STS3-7224-2 |  | JL-DCV
JL-BRP3-200X200W | 1009 | 24V/30W | 95.75 | 22870.4859 | JL-STS3-7224-2 |  | JL-DCV
JL-BRP3-250X200R | 1203 | 24V/22.5W | 103.0833 | 24622.0984 | JL-STS3-7224-2 | JL-STS3-9624-4 | JL-DCV
JL-BRP3-250X200G | 1203 | 24V/32.4W | 102.5833 | 24502.6703 | JL-STS3-7224-2 |  | JL-DCV
JL-BRP3-250X200B | 1203 | 24V/32.4W | 105.0833 | 25099.8109 | JL-STS3-7224-2 |  | JL-DCV
JL-BRP3-250X200W | 1203 | 24V/32.4W | 100.5833 | 24024.9578 | JL-STS3-7224-2 |  | JL-DCV
JL-BRP3-300X200R | 1440 | 24V/23.5W | 137.0833 | 32743.2109 | JL-STS3-7224-2 |  | JL-DCV
JL-BRP3-300X200G | 1440 | 24V/35.5W | 136.4167 | 32583.9734 | JL-STS3-7224-2 |  | JL-DCV
JL-BRP3-300X200B | 1440 | 24V/35.5W | 138.75 | 33141.3047 | JL-STS3-7224-2 |  | JL-DCV
JL-BRP3-300X200W | 1440 | 24V/35.5W | 133.6667 | 31927.1188 | JL-STS3-7224-2 |  | JL-DCV
JL-BRP3-300X300R | 1840 | 24V/26W | 165.4167 | 39510.8047 | JL-STS3-7224-2 |  | JL-DCV
JL-BRP3-300X300G | 1840 | 24V/36W | 165 | 39411.2812 | JL-STS3-7224-2 |  | JL-DCV
JL-BRP3-300X300B | 1840 | 24V/36W | 166.9167 | 39869.0891 | JL-STS3-7224-2 |  | JL-DCV
JL-BRP3-300X300W | 1840 | 24V/36W | 162.5833 | 38834.0453 | JL-STS3-7224-2 |  | JL-DCV
JL-BRP3-400X300R | 2360 | 24V/32.3W | 207.25 | 49502.9578 | JL-STS3-7224-2 |  | JL-DCV
JL-BRP3-400X300G | 2360 | 24V/45W | 205.5833 | 49104.8641 | JL-STS3-7224-2 |  | JL-DCV
JL-BRP3-400X300B | 2360 | 24V/45W | 208.8333 | 49881.1469 | JL-STS3-7224-2 |  | JL-DCV
JL-BRP3-400X300W | 2360 | 24V/45W | 202.25 | 48308.6766 | JL-STS3-7224-2 |  | JL-DCV
JL-BRP3-600X400R | 4760 | 24V/38.8W | 276.9167 | 66143.2766 | JL-STS3-7224-2 |  | JL-DCV
JL-BRP3-600X400G | 4760 | 24V/55W | 274.0833 | 65466.5172 | JL-STS3-7224-2 |  | JL-DCV
JL-BRP3-600X400B | 4760 | 24V/55W | 271.25 | 64789.7578 | JL-STS3-7224-2 |  | JL-DCV
JL-BRP3-600X400W | 4760 | 24V/55W | 266.75 | 63714.9047 | JL-STS3-7224-2 |  | JL-DCV

## Open-hole type backlight BRD3
JL-BRD3 Open-hole type backlight |  |  |  |  | Light controller
Model | Weight/g | Power | USD | List Price | 2 Channel | 4 Channel
JL-BRD3-150X100R | 401 | 24V/15W | 84.0833 | 20083.8297 | JL-STS3-7224-2 | JL-STS3-9624-4 | JL-DCV
JL-BRD3-150X100G | 401 | 24V/18W | 84.4167 | 20163.4484 | JL-STS3-7224-2 | JL-STS3-9624-4 | JL-DCV
JL-BRD3-150X100B | 401 | 24V/18W | 80 | 19108.5 | JL-STS3-7224-2 | JL-STS3-9624-4 | JL-DCV
JL-BRD3-150X100W | 401 | 24V/18W | 77.5833 | 18531.2641 | JL-STS3-7224-2 | JL-STS3-9624-4 | JL-DCV
JL-BRD3-200X200R | 826 | 24V/20.6W | 102.25 | 24423.0516 | JL-STS3-7224-2 | JL-STS3-9624-4 | JL-DCV
JL-BRD3-200X200G | 826 | 24V/30W | 101.3333 | 24204.1 | JL-STS3-7224-2 |  | JL-DCV
JL-BRD3-200X200B | 826 | 24V/30W | 103.1667 | 24642.0031 | JL-STS3-7224-2 |  | JL-DCV
JL-BRD3-200X200W | 826 | 24V/30W | 98.8333 | 23606.9594 | JL-STS3-7224-2 |  | JL-DCV
JL-BRD3-250X200R | 990 | 24V/22.5W | 98 | 23407.9125 | JL-STS3-7224-2 | JL-STS3-9624-4 | JL-DCV
JL-BRD3-250X200G | 990 | 24V/32.4W | 97.5 | 23288.4844 | JL-STS3-7224-2 |  | JL-DCV
JL-BRD3-250X200B | 990 | 24V/32.4W | 99.8333 | 23845.8156 | JL-STS3-7224-2 |  | JL-DCV
JL-BRD3-250X200W | 990 | 24V/32.4W | 95.3333 | 22770.9625 | JL-STS3-7224-2 |  | JL-DCV
JL-BRD3-350X350R | 2080 | 24V/28.3W | 166.3333 | 39729.7562 | JL-STS3-7224-2 |  | JL-DCV
JL-BRD3-350X350G | 2080 | 24V/43.2W | 170.0833 | 40625.4672 | JL-STS3-7224-2 |  | JL-DCV
JL-BRD3-350X350B | 2080 | 24V/43.2W | 169.3333 | 40446.325 | JL-STS3-7224-2 |  | JL-DCV
JL-BRD3-350X350W | 2080 | 24V/43.2W | 162 | 38694.7125 | JL-STS3-7224-2 |  | JL-DCV
JL-BRD3-400X300R | 2100 | 24V/32,3W | 169.0833 | 40386.6109 | JL-STS3-7224-2 |  | JL-DCV
JL-BRD3-400X300G | 2100 | 24V/45W | 168.4167 | 40227.3734 | JL-STS3-7224-2 |  | JL-DCV
JL-BRD3-400X300B | 2100 | 24V/45W | 171.0833 | 40864.3234 | JL-STS3-7224-2 |  | JL-DCV
JL-BRD3-400X300W | 2100 | 24V/45W | 167.25 | 39948.7078 | JL-STS3-7224-2 |  | JL-DCV
JL-BRD3-600X400R | 3900 | 24V/38.8W | 244.5833 | 58420.2578 | JL-STS3-7224-2 |  | JL-DCV
JL-BRD3-600X400G | 3900 | 24V/55W | 241.75 | 57743.4984 | JL-STS3-7224-2 |  | JL-DCV
JL-BRD3-600X400B | 3900 | 24V/55W | 243.8333 | 58241.1156 | JL-STS3-7224-2 |  | JL-DCV
JL-BRD3-600X400W | 3900 | 24V/55W | 236.1667 | 56409.8844 | JL-STS3-7224-2 |  | JL-DCV
JL-BRD3-800X600R | 8116.7 | 24V/54W | 364.5 | 87063.1031 | JL-STS3-7224-2 |  | JL-DCV
JL-BRD3-800X600G | 8116.7 | 24V/60W | 390 | 93153.9375 | JL-STS3-7224-2 |  | JL-DCV
JL-BRD3-800X600B | 8116.7 | 24V/60W | 366.1667 | 87461.1969 | JL-STS3-7224-2 |  | JL-DCV
JL-BRD3-800X600W | 8116.7 | 24V/60W | 350.5833 | 83739.0203 | JL-STS3-7224-2 |  | JL-DCV

## FLR
JL-FLR Four-sided combined strip light source |  |  |  |  | Light controller
Model | Weight/g | Power | USD | List Price | 2 Channel | 4 Channel
JL-FLR-50X50R | 260 | 24V/3.6W | 92.9167 | 22193.7266 | JL-STS3-7224-2 | JL-STS3-9624-4 | JL-DCV
JL-FLR-50X50G | 260 | 24V/6.3W |  | 0 | JL-STS3-7224-2 | JL-STS3-9624-4 | JL-DCV
JL-FLR-50X50B | 260 | 24V/6.3W | 90.1667 | 21536.8719 | JL-STS3-7224-2 | JL-STS3-9624-4 | JL-DCV
JL-FLR-50X50W | 260 | 24V/6.3W | 89.75 | 21437.3484 | JL-STS3-7224-2 | JL-STS3-9624-4 | JL-DCV
JL-FLR-80X80R | 330 | 24V/7.6W | 120.3333 | 28742.3687 | JL-STS3-7224-2 | JL-STS3-9624-4 | JL-DCV
JL-FLR-80X80G | 330 | 24V/9.98W | 117.9167 | 28165.1328 | JL-STS3-7224-2 | JL-STS3-9624-4 | JL-DCV
JL-FLR-80X80B | 330 | 24V/9.98W | 117.5833 | 28085.5141 | JL-STS3-7224-2 | JL-STS3-9624-4 | JL-DCV
JL-FLR-80X80W | 330 | 24V/9.98W | 117.1667 | 27985.9906 | JL-STS3-7224-2 | JL-STS3-9624-4 | JL-DCV
JL-FLR-100X100R | 379 | 24V/7.8W | 123.8333 | 29578.3656 | JL-STS3-7224-2 | JL-STS3-9624-4 | JL-DCV
JL-FLR-100X100G | 379 | 24V/11.2W |  | 0 | JL-STS3-7224-2 | JL-STS3-9624-4 | JL-DCV
JL-FLR-100X100B | 379 | 24V/11.2W | 122.6667 | 29299.7 | JL-STS3-7224-2 | JL-STS3-9624-4 | JL-DCV
JL-FLR-100X100W | 379 | 24V/11.2W | 122.25 | 29200.1766 | JL-STS3-7224-2 | JL-STS3-9624-4 | JL-DCV
JL-FLR-144X144R | 494 | 24V/11.5W | 139.5 | 33320.4469 | JL-STS3-7224-2 | JL-STS3-9624-4 | JL-DCV
JL-FLR-144X144G | 494 | 24V/13W | 129.0833 | 30832.3609 | JL-STS3-7224-2 | JL-STS3-9624-4 | JL-DCV
JL-FLR-144X144B | 494 | 24V/13W | 128.6667 | 30732.8375 | JL-STS3-7224-2 | JL-STS3-9624-4 | JL-DCV
JL-FLR-144X144W | 494 | 24V/13W | 128.25 | 30633.3141 | JL-STS3-7224-2 | JL-STS3-9624-4 | JL-DCV
JL-FLR-190X190R | 620 | 24V/14.6W | 186.3333 | 44506.8812 | JL-STS3-7224-2 | JL-STS3-9624-4 | JL-DCV
JL-FLR-190X190G | 620 | 24V/15.8W | 174.75 | 41740.1297 | JL-STS3-7224-2 | JL-STS3-9624-4 | JL-DCV
JL-FLR-190X190B | 620 | 24V/15.8W | 178 | 42516.4125 | JL-STS3-7224-2 | JL-STS3-9624-4 | JL-DCV
JL-FLR-190X190W | 620 | 24V/15.8W | 177.5833 | 42416.8891 | JL-STS3-7224-2 | JL-STS3-9624-4 | JL-DCV
JL-FLR-300X300R | 2430 | 24V/43.6W | 378.4167 | 90387.1859 | JL-STS3-7224-2 |  | JL-DCV
JL-FLR-300X300G | 2430 | 24V/57.6W |  | 0 | JL-STS3-7224-2 |  | JL-DCV
JL-FLR-300X300B | 2430 | 24V/57.6W | 300.5833 | 71796.2078 | JL-STS3-7224-2 |  | JL-DCV
JL-FLR-300X300W | 2430 | 24V/57.6W | 300.1667 | 71696.6844 | JL-STS3-7224-2 |  | JL-DCV
JL-FLR-400X400R | 3240 | 24V/57.6W | 382 | 91243.0875 | JL-STS3-7224-2 |  | JL-DCV
JL-FLR-400X400G | 3240 | 24V/67.6W |  | 0 | JL-STS3-7224-2 |  | JL-DCV
JL-FLR-400X400B | 3240 | 24V/67.6W | 381.5833 | 91143.5641 | JL-STS3-7224-2 |  | JL-DCV
JL-FLR-400X400W | 3240 | 24V/67.6W | 381.1667 | 91044.0406 | JL-STS3-7224-2 |  | JL-DCV

## HAR
JL-HAR Bright circular shadowless light source |  |  |  |  | Light controller
Model | Weight/g | Power | USD | List Price | 2 Channel | 4 Channel
JL-HAR-70R | 118 | 24V/4.3W | 37.6667 | 8996.9188 | JL-STS3-7224-2 | JL-STS3-9624-4 | JL-DCV
JL-HAR-70G | 118 | 24V/3.4W | 35.1667 | 8399.7781 | JL-STS3-7224-2 | JL-STS3-9624-4 | JL-DCV
JL-HAR-70B | 118 | 24V/3.4W | 37.25 | 8897.3953 | JL-STS3-7224-2 | JL-STS3-9624-4 | JL-DCV
JL-HAR-70W | 118 | 24V/3.4W | 36.1667 | 8638.6344 | JL-STS3-7224-2 | JL-STS3-9624-4 | JL-DCV
JL-HAR-110R | 202 | 24V/6.7W | 42 | 10031.9625 | JL-STS3-7224-2 | JL-STS3-9624-4 | JL-DCV
JL-HAR-110G | 202 | 24V/7.5W | 40.25 | 9613.9641 | JL-STS3-7224-2 | JL-STS3-9624-4 | JL-DCV
JL-HAR-110B | 202 | 24V/7.5W | 42.1667 | 10071.7719 | JL-STS3-7224-2 | JL-STS3-9624-4 | JL-DCV
JL-HAR-110W | 202 | 24V/7.5W | 40.5 | 9673.6781 | JL-STS3-7224-2 | JL-STS3-9624-4 | JL-DCV
JL-HAR-170R | 442 | 24V/9.2W | 103.0833 | 24622.0984 | JL-STS3-7224-2 | JL-STS3-9624-4 | JL-DCV
JL-HAR-170G | 442 | 24V/14.4W | 102.0833 | 24383.2422 | JL-STS3-7224-2 | JL-STS3-9624-4 | JL-DCV
JL-HAR-170B | 442 | 24V/14.4W | 103.4167 | 24701.7172 | JL-STS3-7224-2 | JL-STS3-9624-4 | JL-DCV
JL-HAR-170W | 442 | 24V/14.4W | 97.5833 | 23308.3891 | JL-STS3-7224-2 | JL-STS3-9624-4 | JL-DCV
JL-HAR-240R | 784 | 24V/10.4W | 200.5833 | 47910.5828 | JL-STS3-7224-2 | JL-STS3-9624-4 | JL-DCV
JL-HAR-240G | 784 | 24V/28.4W | 0 | 0 | JL-STS3-7224-2 |  | JL-DCV
JL-HAR-240B | 784 | 24V/28.4W | 205.5833 | 49104.8641 | JL-STS3-7224-2 |  | JL-DCV
JL-HAR-240W | 784 | 24V/28.4W | 200.1667 | 47811.0594 | JL-STS3-7224-2 |  | JL-DCV
JL-HAR-366R | 931.6 | 24V/41W | 1126.5 | 269071.5656 | JL-STS3-7224-2 |  | JL-DCV
JL-HAR-366B | 931.6 | 24V/52.7W | 1085.75 | 259338.1734 | JL-STS3-7224-2 |  | JL-DCV
JL-HAR-366W | 931.6 | 24V/52.7W | 1075.8333 | 256969.5156 | JL-STS3-7224-2 |  | JL-DCV

## LAR
JL-LAR Low-angle circular diffused light source |  |  |  |  | Light controller
Model | Weight/g | Power | USD | List Price | 2 Channel | 4 Channel
JL-LAR-51R | 85 | 24V/3.24W | 54.5833 | 13037.5703 | JL-STS3-7224-2 | JL-STS3-9624-4 | JL-DCV
JL-LAR-51B | 85 | 24V/3.8W | 44.75 | 10688.8172 | JL-STS3-7224-2 | JL-STS3-9624-4 | JL-DCV
JL-LAR-51W | 85 | 24V/3.8W | 53.4167 | 12758.9047 | JL-STS3-7224-2 | JL-STS3-9624-4 | JL-DCV
JL-LAR-76R | 177 | 24V/1.5W | 51.5 | 12301.0969 | JL-STS3-7224-2 | JL-STS3-9624-4 | JL-DCV
JL-LAR-76G | 177 | 24V/1.8W | 56.3333 | 13455.5687 | JL-STS3-7224-2 | JL-STS3-9624-4 | JL-DCV
JL-LAR-76B | 177 | 24V/1.8W | 58.9167 | 14072.6141 | JL-STS3-7224-2 | JL-STS3-9624-4 | JL-DCV
JL-LAR-76W | 177 | 24V/1.8W | 58.75 | 14032.8047 | JL-STS3-7224-2 | JL-STS3-9624-4 | JL-DCV
JL-LAR-100R | 206 | 24V/2W | 62.4167 | 14908.6109 | JL-STS3-7224-2 | JL-STS3-9624-4 | JL-DCV
JL-LAR-100G | 206 | 24V/3.1W | 78 | 18630.7875 | JL-STS3-7224-2 | JL-STS3-9624-4 | JL-DCV
JL-LAR-100B | 206 | 24V/3.1W | 76.6667 | 18312.3125 | JL-STS3-7224-2 | JL-STS3-9624-4 | JL-DCV
JL-LAR-100W | 206 | 24V/3.1W | 76.5 | 18272.5031 | JL-STS3-7224-2 | JL-STS3-9624-4 | JL-DCV
JL-LAR-136R | 272 | 24V/2.9W | 87.3333 | 20860.1125 | JL-STS3-7224-2 | JL-STS3-9624-4 | JL-DCV
JL-LAR-136G | 272 | 24V/3W | 88.4167 | 21118.8734 | JL-STS3-7224-2 | JL-STS3-9624-4 | JL-DCV
JL-LAR-136B | 272 | 24V/3W | 87.9167 | 20999.4453 | JL-STS3-7224-2 | JL-STS3-9624-4 | JL-DCV
JL-LAR-136W | 272 | 24V/3W | 87.6667 | 20939.7313 | JL-STS3-7224-2 | JL-STS3-9624-4 | JL-DCV
JL-LAR-180R | 376 | 24V/3.8W | 200.5833 | 47910.5828 | JL-STS3-7224-2 | JL-STS3-9624-4 | JL-DCV
JL-LAR-180G | 376 | 24V/4.9W | 206.3333 | 49284.0062 | JL-STS3-7224-2 | JL-STS3-9624-4 | JL-DCV
JL-LAR-180B | 376 | 24V/4.9W | 200.5 | 47890.6781 | JL-STS3-7224-2 | JL-STS3-9624-4 | JL-DCV
JL-LAR-180W | 376 | 24V/4.9W | 191.1667 | 45661.3531 | JL-STS3-7224-2 | JL-STS3-9624-4 | JL-DCV
JL-LAR-250R | 896 | 24V/8W | 565.25 | 135013.4953 | JL-STS3-7224-2 | JL-STS3-9624-4 | JL-DCV
JL-LAR-250G | 896 | 24V/6.8W | 558.8333 | 133480.8344 | JL-STS3-7224-2 | JL-STS3-9624-4 | JL-DCV
JL-LAR-250B | 896 | 24V/6.8W | 560.4167 | 133859.0234 | JL-STS3-7224-2 | JL-STS3-9624-4 | JL-DCV
JL-LAR-250W | 896 | 24V/6.8W | 559.5 | 133640.0719 | JL-STS3-7224-2 | JL-STS3-9624-4 | JL-DCV

## Point light source DL,GDL,AGDL
JL-DL/GDL/AGDL Point light source
Model | Weight/g | Power | USD | List Price
JL-DL22-3R | 44 | 700mA/3W | 23.9167 | 5712.6453 | JL-DSL
JL-DL22-3G | 44 | 700mA/3W | 28.0833 | 6707.8797 | JL-DSL
JL-DL22-3B | 44 | 700mA/3W | 24 | 5732.55 | JL-DSL
JL-DL22-3W | 44 | 700mA/3W | 23.5 | 5613.1219 | JL-DSL
JL-DL25-3R | 58 | 700mA/3W | 65.8333 | 15724.7031 | JL-DSL
JL-DL25-3G | 58 | 700mA/3W | 66.6667 | 15923.75 | JL-DSL
JL-DL25-3B | 58 | 700mA/3W | 66 | 15764.5125 | JL-DSL
JL-DL25-3W | 58 | 700mA/3W | 65.5833 | 15664.9891 | JL-DSL
JL-DL30-3R | 78 | 700mA/3W | 69.3333 | 16560.7 | JL-DSL
JL-DL30-3G | 78 | 700mA/3W | 70.1667 | 16759.7469 | JL-DSL
JL-DL30-3B | 78 | 700mA/3W | 69.5 | 16600.5094 | JL-DSL
JL-DL30-3W | 78 | 700mA/3W | 69 | 16481.0812 | JL-DSL
JL-GDL30-3R | 65 | 700mA/3W | 58.1667 | 13893.4719 | JL-DSL
JL-GDL30-3G | 65 | 700mA/3W | 57.5833 | 13754.1391 | JL-DSL
JL-GDL30-3B | 65 | 700mA/3W | 57.3333 | 13694.425 | JL-DSL
JL-GDL30-3W | 65 | 700mA/3W | 59.25 | 14152.2328 | JL-DSL
JL-AGDL30-3R | 112 | 700mA/3W | 129.5833 | 30951.7891 | JL-DSL
JL-AGDL30-3B | 112 | 700mA/3W | 129.9167 | 31031.4078 | JL-DSL
JL-AGDL30-3W | 112 | 700mA/3W | 129.0833 | 30832.3609 | JL-DSL
JL-GDL29-10R | 74 | 1100mA/10W | 61.75 | 14749.3734 | JL-DSL
JL-GDL29-10G | 74 | 1100mA/10W | 0 | 0 | JL-DSL
JL-GDL29-10B | 74 | 1100mA/10W | 62 | 14809.0875 | JL-DSL
JL-GDL29-10W | 74 | 1100mA/10W | 64.9167 | 15505.7516 | JL-DSL

## Dome light source-DM
JL-DM Dome light source |  |  |  |  | Light controller
Model | Weight/g | Power | USD | List Price | 2 Channel | 4 Channel
JL-DM-44R | 88 | 24V/2.5W | 39.0833 | 9335.2984 | JL-STS3-7224-2 | JL-STS3-9624-4 | JL-DCV
JL-DM-44B | 88 | 24V/2.8W | 39.5 | 9434.8219 | JL-STS3-7224-2 | JL-STS3-9624-4 | JL-DCV
JL-DM-44W | 88 | 24V/2.8W | 39 | 9315.3938 | JL-STS3-7224-2 | JL-STS3-9624-4 | JL-DCV
JL-DM-70R | 95 | 24V/1.6W | 47.6667 | 11385.4813 | JL-STS3-7224-2 | JL-STS3-9624-4 | JL-DCV
JL-DM-70B | 95 | 24V/2.5W | 47.9167 | 11445.1953 | JL-STS3-7224-2 | JL-STS3-9624-4 | JL-DCV
JL-DM-70W | 95 | 24V/2.5W | 47.1667 | 11266.0531 | JL-STS3-7224-2 | JL-STS3-9624-4 | JL-DCV
JL-DM-100R | 216 | 24V/4.8W | 68.75 | 16421.3672 | JL-STS3-7224-2 | JL-STS3-9624-4 | JL-DCV
JL-DM-100G | 216 | 24V/5.6W | 77.25 | 18451.6453 | JL-STS3-7224-2 | JL-STS3-9624-4 | JL-DCV
JL-DM-100B | 216 | 24V/5.6W | 67.75 | 16182.5109 | JL-STS3-7224-2 | JL-STS3-9624-4 | JL-DCV
JL-DM-100W | 216 | 24V/5.6W | 65.9167 | 15744.6078 | JL-STS3-7224-2 | JL-STS3-9624-4 | JL-DCV
JL-DM-120R | 306 | 24V/5.8W | 85.75 | 20481.9234 | JL-STS3-7224-2 | JL-STS3-9624-4 | JL-DCV
JL-DM-120G | 306 | 24V/9.7W | 89.0833 | 21278.1109 | JL-STS3-7224-2 | JL-STS3-9624-4 | JL-DCV
JL-DM-120B | 306 | 24V/9.7W | 90.75 | 21676.2047 | JL-STS3-7224-2 | JL-STS3-9624-4 | JL-DCV
JL-DM-120W | 306 | 24V/9.7W | 87.1667 | 20820.3031 | JL-STS3-7224-2 | JL-STS3-9624-4 | JL-DCV
JL-DM-175R | 481 | 24V/7.5W | 93.5833 | 22352.9641 | JL-STS3-7224-2 | JL-STS3-9624-4 | JL-DCV
JL-DM-175G | 481 | 24V/11.5W | 98.75 | 23587.0547 | JL-STS3-7224-2 | JL-STS3-9624-4 | JL-DCV
JL-DM-175B | 481 | 24V/11.5W | 96.3333 | 23009.8187 | JL-STS3-7224-2 | JL-STS3-9624-4 | JL-DCV
JL-DM-175W | 481 | 24V/11.5W | 92.25 | 22034.4891 | JL-STS3-7224-2 | JL-STS3-9624-4 | JL-DCV
JL-DM-212R | 794 | 24V/9.4W | 105.6667 | 25239.1438 | JL-STS3-7224-2 | JL-STS3-9624-4 | JL-DCV
JL-DM-212G | 794 | 24V/14.1W | 124.0833 | 29638.0797 | JL-STS3-7224-2 | JL-STS3-9624-4 | JL-DCV
JL-DM-212B | 794 | 24V/14.1W | 119.8333 | 28622.9406 | JL-STS3-7224-2 | JL-STS3-9624-4 | JL-DCV
JL-DM-212W | 794 | 24V/14.1W | 115.1667 | 27508.2781 | JL-STS3-7224-2 | JL-STS3-9624-4 | JL-DCV
JL-DM-262R | 1059 | 24V/15W | 146.25 | 34932.7266 | JL-STS3-7224-2 | JL-STS3-9624-4 | JL-DCV
JL-DM-262G | 1059 | 24V/17.4W | 149.1667 | 35629.3906 | JL-STS3-7224-2 | JL-STS3-9624-4 | JL-DCV
JL-DM-262B | 1059 | 24V/17.4W | 149 | 35589.5813 | JL-STS3-7224-2 | JL-STS3-9624-4 | JL-DCV
JL-DM-262W | 1059 | 24V/17.4W | 142.9167 | 34136.5391 | JL-STS3-7224-2 | JL-STS3-9624-4 | JL-DCV
JL-DM-400R | 1878 | 24V/27W | 277.0833 | 66183.0859 | JL-STS3-7224-2 |  | JL-DCV
JL-DM-400G | 1878 | 24V/48.5W | 277.0833 | 66183.0859 | JL-STS3-7224-2 |  | JL-DCV
JL-DM-400B | 1878 | 24V/48.5W | 268.6667 | 64172.7125 | JL-STS3-7224-2 |  | JL-DCV
JL-DM-400W | 1878 | 24V/48.5W | 246.4167 | 58858.1609 | JL-STS3-7224-2 |  | JL-DCV

## Light Source Controller
Light Source Controller
| Model | Weight/g | Single channel maximum power | Total power | USD | List Price
Mini analog controller | JL-XPC5V1A-1 | 75 | 5W | 5W | 23.1667 | 5533.5031
| JL-XPC24V-1 | 75 | 24W | 24W | 28.5833 | 6827.3078
Digital point light controller | JL-DSL-3W-2 | 500g | 700mA |  | 101.5 | 24243.9094
| JL-DSL-3W-4 | 500g | 700mA |  | 103.4167 | 24701.7172
| JL-DSL-10W-2 | 540g | 1800mA |  | 106.5 | 25438.1906
| JL-DSL-10W-4 | 540g | 1800mA |  | 116.5833 | 27846.6578
| JL-DSL-3W-2-B | 500g | 700mA |  | 113.4167 | 27090.2797
| JL-DSL-3W-4-B | 500g | 700mA |  | 117.25 | 28005.8953
| JL-DSL-10W-2-B | 540g | 1800mA |  | 124.6667 | 29777.4125
| JL-DSL-10W-4-B | 540g | 1800mA |  | 126.25 | 30155.6016
| JL-DSL-3W-2-BR | 500g | 700mA |  | 139.0833 | 33220.9234
| JL-DSL-3W-4-BR | 500g | 700mA |  | 147.1667 | 35151.6781
| JL-DSL-10W-2-BR | 540g | 1800mA |  | 148.3333 | 35430.3437
| JL-DSL-10W-4-BR | 540g | 1800mA |  | 148.6667 | 35509.9625
Mini digital constant voltage controller | JL-STS3-7224-2 | 110 | 72W | 96W | 29.25 | 6986.5453
| JL-STS3-9624-4 | 110 | 24W | 96W | 34.4167 | 8220.6359
Digital Constant Voltage Controller - DCV | JL-DCV-4824-2 | / | 24W | 48W | 55.5833 | 13276.4266
| JL-DCV-4824-2-B | / | 24W | 48W | 62.0833 | 14828.9922
| JL-DCV-6024-4 | 440g | 24W | 60W | 57.1667 | 13654.6156
| JL-DCV-6024-4-B | 440g | 24W | 60W | 63.6667 | 15207.1813
| JL-DCV-6024-4-BR | 480g | 24W | 60W | 100.6667 | 24044.8625
| JL-DCV-6024-4-L | 480g | 24W | 60W | 83.8333 | 20024.1156
| JL-DCV-15024-2 | 640g | 72W | 150W | 75.5833 | 18053.5516
| JL-DCV-15024-2-B | 640g | 72W | 150W | 79.5833 | 19008.9766
| JL-DCV-15024-4-B | 640g | 72W | 150W | 80.75 | 19287.6422
| JL-DCV-15024-4-BR | 680g | 72W | 150W | 132.5 | 31648.4531
| JL-DCV-15024-4-L | 680g | 72W | 150W | 104.5833 | 24980.3828
| JL-DCV-15024-6 | / | 72W | 150W | 116.6667 | 27866.5625
| JL-DCV-35024-16-B |  | 72W | 350W | 238.3333 | 56927.4062